## README
The dataset in this file is Appendix A of the report Treatment Technologies for Mining-Influenced Water: Review of Non-Peer-Reviewed Performance Data.
Description of Tabs:
Abbreviations - A list of abbreviations used in Appendix A is included in the Abbreviations sheet.
Data - Data input from the reviewed documents are included in the Data sheet. Note that on the Data sheet, negative numbers in a range are indicated with a (-) before the values to make the negative sign easier to distinguish from the en-dash (–) between the two values.
Header Descriptions - Explanations of the headers used in the Data sheet can be found in the Header Descriptions sheet.
References - Bibliographic details for each source used for data entered into the Data sheet are listed in the References sheet.
Disclaimer:
The data presented were collected under Superfund by contractors under Regional EPA or other Federal or State Agency control and assumed to have had approved QA/QC plans and no additional quality assessment of data was performed by EPA ORD. QA/QC was performed for data manually entered into this spreadsheet. Twenty percent of all manual entries were checked and all errors were corrected. If more than 5% of the data were entered incorrectly, then 100% was reviewed and corrected. Any mention of trade names, manufacturers or products does not imply an endorsement by the United States Government or the U.S. Environmental Protection Agency. EPA and its employees do not endorse any commercial products, services, or enterprises. This document has been reviewed in accordance with U.S. Environmental Protection Agency policy and approved for publication.

## Abbreviations
Abbreviations
°C | degrees Celsius
°F | degrees Fahrenheit
µg/L | micrograms per liter
µmhos/cm | micromhos per centimeter
µS/cm | microSiemens per centimeter
Ag | Silver
Al | Aluminum
As | Arsenic
AWQC | Ambient Water Quality Criteria
B | Boron
Ba | Barium
BCR | Biochemical Reactor
Be | Beryllium
BOD | Biochemical Oxygen Demand
CaCO3 | Calcium carbonate
CERCLA | Comprehensive Environmental Response, Compensation, and Liability Act
cfs | cubic feet per second
CHIT | Chitorem®
Cl | Chloride
Co | Cobalt
CO3 | Carbon trioxide
COC | Constituent of Concern
COD | Chemical Oxygen Demand
Cr | Chromium
Cu | Copper
DOC | Dissolved Organic Carbon
EPA | Environmental Protection Agency
F | Fluoride
FBR | Fluidized Bed Reactor
Fe | Iron
ft | feet
gpm | gallons per minute
GW | Groundwater
HCO3 | Bicarbonate
Hg | Mercury
K | Potassium
lbs | pounds
Mg | Magnesium
MG | Million Gallons
Mg(OH)2 | Magnesium hydroxide
mg/L | milligrams per liter
Mn | Manganese
Mo | Molybdenum
mV | millivolts
N | Nitrogen
N/A | not applicable
Na | Sodium
NA | Not available
ND | Not detected
Ni | Nickel
NO3 | Nitrate
NO3 + NO2 | Nitrate + Nitrite
NR | Not reported
NTU | Nephelometric Turbidity Unit
OH | Hydroxide
OU | Operable Unit
P | Phosphorus
Pb | Lead
PRB | Permeable Reactive Barrier
RA | Remedial Action
RO | Reverse osmosis
SAPS | Successive Alkalinity Producing System
Sb | Antimony
Se | Selenium
SO42- | Sulfate
SRB | Sulfate Reducing Bacteria
STC | Seep Treatment Cell
TDS | Total Dissolved Solids
TOC | Total Organic Carbon
TSS | Total Suspended Solids
U | Uranium
UF | Ultra-filtration
V | Vanadium
VFR | Vertical Flow Reactor
Zn | Zinc

## Data
Document Info | Site Identifiers |  |  | Miscellaneous Study Information | [13 empty] | Constituent Information |  |  |  |  | Max influent/associated effluent |  |  | Min influent/associated effluent |  |  | Max effluent/associated influent |  |  | Min effluent/associated influent |  |  | Avg. influent concentration/associated time |  | Med. influent concentration/associated time |  | Avg. effluent concentration/associated time period |  | Med. effluent concentration/associated time period |  |  |  | Parameters and water chemistry associated with documented concentrations | [14 empty] | Load Information | [5 empty] | Treatment Evaluation | [8 empty] | Data Entry Notes
Report Title | Site Name | EPA CERCLA ID | Parent Name (if applicable) | Operable Unit (OU) | Sample Site | Site Status | Technology Tested | Technology Type | Technology Name | Pre-treatment or No Pre-treatment | Source of MIW | Treatment Train? (Y/N) | Specific Component for Performance Data | Technology Requirements | Geographic conditions/ constraints | Scale | Duration of Study | Constituent | Constituent Phase | Unit | Reported as Load (Y/N) | Pond Depth (ft) | Max. Influent/Pre/Upgradient Concentration | Associated Effluent/Post/Downgradient Concentration | % Removal Efficiency (calculated) | Min. Influent/Pre/Upgradient Concentration | Associated Effluent/Post/Downgradient Concentration | % Removal Efficiency (calculated)2 | Max. Effluent/Post/Downgradient Concentration | Associated Influent/Pre/Upgradient Concentration | % Removal Efficiency (calculated)3 | Min. Effluent/Post/Downgradient Concentration | Associated Influent/Pre/Upgradient Concentration | % Removal Efficiency (calculated)4 | Avg. Influent/Pre/Upgradient Concentration | Avg. Associated Time (Influent/Pre/Upgradient) | Med. Influent/Pre/Upgradient Concentration | Avg. Associated Time (Influent/Pre/Upgradient) | Avg. Effluent/Post/Downgradient Concentration | Avg. Associated Time (Effluent/Post/Downgradient) | Med. Effluent/Post/Downgradient Concentration | Avg. Associated Time (Effluent/Post/Downgradient) | Avg Percent Removal (reported) | Influent/Pre/Upgradient or Effluent/Post/Downgradient parameters? | pH | DO | Unit | Water Temperature | Unit | Air Temperature | Unit | Eh | Unit | ORP | Unit | Specific Conductivity | Unit | Other Parameters | Unit | Loads Treated | Unit | Flows treated | Unit | Flow rate | Unit | Were treatment goals met? (Y/N) | Performance Metrics | Limitations/Constraints | Longevity Estimates | Lessons Learned | Reported Cost Data | Other design details | Other performance details | Limitations to data found | Notes
Final Danny T Adit Treatability Study Year 1 Technical Memorandum, Barker-Hughesville Mining District Superfund Site Cascade and Judith Basin Counties, Montana | BARKER HUGHESVILLE MINING DISTRICT | MT6122307485 | N/A | N/A | BCR4 | Data not provided | Biochemical reactor (BCR) with Mg(OH)2 pre-treatment (BCR4) | Passive | Biochemical reactor (BCR) | Pre-treatment | Danny T adit water | Y | BCR with pre-treatment | Batteries used to run metering pump, slurry mixer, and timer switch | Remote central Montana, southeast of Great Falls/no constraints noted | Pilot | June - September 2013 | Acidity | Acidity | mg/L as CaCO3 | N | N/A | 820 | 4 U | 99.7561 | [9 empty] | Data not provided | Data not provided | Data not provided | Data not provided | Data not provided | Data not provided | Data not provided | Data not provided |  | Influent | 2.93 | 3.87 | mg/L | 15.19 | °C | Data not provided | N/A | Data not provided | N/A | 476.4 | mV | 1332 | µS/cm | None | N/A | Data not provided | Data not provided | Data not provided | Data not provided | Data not provided | Data not provided | Data not provided | Data not provided | Data not provided | Data not provided | Data not provided | Data not provided | Substrate: sawdust, wood chips, compost, dairy manure and limestone chips. BCR substrate composition was modified due to a shortage of available manure and limestone. The shortage of manure and limestone may have had a negative impact on treatment effectiveness in the BCRs. | Data not provided | Data not provided
Final Danny T Adit Treatability Study Year 1 Technical Memorandum, Barker-Hughesville Mining District Superfund Site Cascade and Judith Basin Counties, Montana | BARKER HUGHESVILLE MINING DISTRICT | MT6122307485 | N/A | N/A | BCR4 | Data not provided | Biochemical reactor (BCR) with Mg(OH)2 pre-treatment (BCR4) | Passive | Biochemical reactor (BCR) | Pre-treatment | Danny T adit water | Y | BCR with pre-treatment | Batteries used to run metering pump, slurry mixer, and timer switch | Remote central Montana, southeast of Great Falls/no constraints noted | Pilot | June - September 2013 | Acidity | Acidity | mg/L as CaCO3 | N | N/A |  |  |  | 460 | 68 | 85.2174 | [6 empty] | Data not provided | Data not provided | Data not provided | Data not provided | Data not provided | Data not provided | Data not provided | Data not provided |  | Influent | 2.8 | 2.19 | mg/L | 25.14 | °C | Data not provided | N/A | Data not provided | N/A | 492.7 | mV | 3394 | µS/cm | 26 | %DO | Data not provided | Data not provided | Data not provided | Data not provided | Data not provided | Data not provided | Data not provided | Data not provided | Data not provided | Data not provided | Data not provided | Data not provided | Substrate: sawdust, wood chips, compost, dairy manure and limestone chips. BCR substrate composition was modified due to a shortage of available manure and limestone. The shortage of manure and limestone may have had a negative impact on treatment effectiveness in the BCRs. | Data not provided | Data not provided
Final Danny T Adit Treatability Study Year 1 Technical Memorandum, Barker-Hughesville Mining District Superfund Site Cascade and Judith Basin Counties, Montana | BARKER HUGHESVILLE MINING DISTRICT | MT6122307485 | N/A | N/A | BCR4 | Data not provided | Biochemical reactor (BCR) with Mg(OH)2 pre-treatment (BCR4) | Passive | Biochemical reactor (BCR) | Pre-treatment | Danny T adit water | Y | BCR with pre-treatment | Batteries used to run metering pump, slurry mixer, and timer switch | Remote central Montana, southeast of Great Falls/no constraints noted | Pilot | June - September 2013 | Acidity | Acidity | mg/L as CaCO3 | N | N/A | [6 empty] | 260 | 700 | 62.8571 |  |  |  | Data not provided | Data not provided | Data not provided | Data not provided | Data not provided | Data not provided | Data not provided | Data not provided |  | Effluent | 6.87 | 1.64 | mg/L | 16.2 | °C | Data not provided | N/A | Data not provided | N/A | -154.2 | mV | 2473 | µS/cm | 17.2 | %DO | Data not provided | Data not provided | Data not provided | Data not provided | Data not provided | Data not provided | Data not provided | Data not provided | Data not provided | Data not provided | Data not provided | Data not provided | Substrate: sawdust, wood chips, compost, dairy manure and limestone chips. BCR substrate composition was modified due to a shortage of available manure and limestone. The shortage of manure and limestone may have had a negative impact on treatment effectiveness in the BCRs. | Data not provided | Data not provided
Final Danny T Adit Treatability Study Year 1 Technical Memorandum, Barker-Hughesville Mining District Superfund Site Cascade and Judith Basin Counties, Montana | BARKER HUGHESVILLE MINING DISTRICT | MT6122307485 | N/A | N/A | BCR4 | Data not provided | Biochemical reactor (BCR) with Mg(OH)2 pre-treatment (BCR4) | Passive | Biochemical reactor (BCR) | Pre-treatment | Danny T adit water | Y | BCR with pre-treatment | Batteries used to run metering pump, slurry mixer, and timer switch | Remote central Montana, southeast of Great Falls/no constraints noted | Pilot | June - September 2013 | Acidity | Acidity | mg/L as CaCO3 | N | N/A | [9 empty] | 4 U | 660–820 | 99.7 - 99.8 | Data not provided | Data not provided | Data not provided | Data not provided | Data not provided | Data not provided | Data not provided | Data not provided |  | Effluent | 6.25–6.41 | 0.02–0.21 | mg/L | 19.96–20.16 | °C | Data not provided | N/A | Data not provided | N/A | (-)169.1–(-)144.8 | mV | 2,437–4,001 | µS/cm | None | N/A | Data not provided | Data not provided | Data not provided | Data not provided | Data not provided | Data not provided | Data not provided | Data not provided | Data not provided | Data not provided | Data not provided | Data not provided | Substrate: sawdust, wood chips, compost, dairy manure and limestone chips. BCR substrate composition was modified due to a shortage of available manure and limestone. The shortage of manure and limestone may have had a negative impact on treatment effectiveness in the BCRs. | Data not provided | Data not provided | U = under the detection limit. A range of values is shown to reflect multiple days with effluent below the detection limit.
Final Danny T Adit Treatability Study Year 1 Technical Memorandum, Barker-Hughesville Mining District Superfund Site Cascade and Judith Basin Counties, Montana | BARKER HUGHESVILLE MINING DISTRICT | MT6122307485 | N/A | N/A | MGOH | Data not provided | Alkaline Addition pre-treatment - Mg(OH)2 | Passive | Magnesium hydroxide Mg(OH)2 | Pre-treatment | Danny T adit water | Y | Pre-treatment | Batteries used to run metering pump, slurry mixer, and timer switch | Remote central Montana, southeast of Great Falls/no constraints noted | Pilot | June - September 2013 | Acidity | Acidity | mg/L as CaCO3 | N | N/A | 820 | 390 | 52.439 | [9 empty] | Data not provided | Data not provided | Data not provided | Data not provided | Data not provided | Data not provided | Data not provided | Data not provided |  | Influent | 2.93 | 3.87 | mg/L | 15.19 | °C | Data not provided | N/A | Data not provided | N/A | 476.4 | mV | 1332 | µS/cm | None | N/A | Data not provided | Data not provided | Data not provided | Data not provided | Data not provided | Data not provided | Data not provided | Data not provided | Data not provided | Data not provided | Data not provided | Data not provided | Alkaline addition using a magnesium hydroxide (Mg(OH)2) solution. | Data not provided | Data not provided
Final Danny T Adit Treatability Study Year 1 Technical Memorandum, Barker-Hughesville Mining District Superfund Site Cascade and Judith Basin Counties, Montana | BARKER HUGHESVILLE MINING DISTRICT | MT6122307485 | N/A | N/A | MGOH | Data not provided | Alkaline Addition pre-treatment - Mg(OH)2 | Passive | Magnesium hydroxide Mg(OH)2 | Pre-treatment | Danny T adit water | Y | Pre-treatment | Batteries used to run metering pump, slurry mixer, and timer switch | Remote central Montana, southeast of Great Falls/no constraints noted | Pilot | June - September 2013 | Acidity | Acidity | mg/L as CaCO3 | N | N/A |  |  |  | 460 | 4 U | 99.5652 | [6 empty] | Data not provided | Data not provided | Data not provided | Data not provided | Data not provided | Data not provided | Data not provided | Data not provided |  | Influent | 2.8 | 2.19 | mg/L | 25.14 | °C | Data not provided | N/A | Data not provided | N/A | 492.7 | mV | 3394 | µS/cm | 26 | %DO | Data not provided | Data not provided | Data not provided | Data not provided | Data not provided | Data not provided | Data not provided | Data not provided | Data not provided | Data not provided | Data not provided | Data not provided | Alkaline addition using a magnesium hydroxide (Mg(OH)2) solution. | Data not provided | Data not provided | U = under the detection limit.
Final Danny T Adit Treatability Study Year 1 Technical Memorandum, Barker-Hughesville Mining District Superfund Site Cascade and Judith Basin Counties, Montana | BARKER HUGHESVILLE MINING DISTRICT | MT6122307485 | N/A | N/A | MGOH | Data not provided | Alkaline Addition pre-treatment - Mg(OH)2 | Passive | Magnesium hydroxide Mg(OH)2 | Pre-treatment | Danny T adit water | Y | Pre-treatment | Batteries used to run metering pump, slurry mixer, and timer switch | Remote central Montana, southeast of Great Falls/no constraints noted | Pilot | June - September 2013 | Acidity | Acidity | mg/L as CaCO3 | N | N/A | [6 empty] | 700 | 700 | 0 |  |  |  | Data not provided | Data not provided | Data not provided | Data not provided | Data not provided | Data not provided | Data not provided | Data not provided |  | Effluent | 3.05 | 2.85 | mg/L | 13.16 | °C | Data not provided | N/A | Data not provided | N/A | 425 | mV | 2404 | µS/cm | 28 | %DO | Data not provided | Data not provided | Data not provided | Data not provided | Data not provided | Data not provided | Data not provided | Data not provided | Data not provided | Data not provided | Data not provided | Data not provided | Alkaline addition using a magnesium hydroxide (Mg(OH)2) solution. | Data not provided | Data not provided
Final Danny T Adit Treatability Study Year 1 Technical Memorandum, Barker-Hughesville Mining District Superfund Site Cascade and Judith Basin Counties, Montana | BARKER HUGHESVILLE MINING DISTRICT | MT6122307485 | N/A | N/A | MGOH | Data not provided | Alkaline Addition pre-treatment - Mg(OH)2 | Passive | Magnesium hydroxide Mg(OH)2 | Pre-treatment | Danny T adit water | Y | Pre-treatment | Batteries used to run metering pump, slurry mixer, and timer switch | Remote central Montana, southeast of Great Falls/no constraints noted | Pilot | June - September 2013 | Acidity | Acidity | mg/L as CaCO3 | N | N/A | [9 empty] | 4 U | 460 | 99.5652 | Data not provided | Data not provided | Data not provided | Data not provided | Data not provided | Data not provided | Data not provided | Data not provided |  | Effluent | 3.69 | 7.22 | mg/L | 16.5 | °C | Data not provided | N/A | Data not provided | N/A | 103.5 | mV | 3022 | µS/cm | 74 | %DO | Data not provided | Data not provided | Data not provided | Data not provided | Data not provided | Data not provided | Data not provided | Data not provided | Data not provided | Data not provided | Data not provided | Data not provided | Alkaline addition using a magnesium hydroxide (Mg(OH)2) solution. | Data not provided | Data not provided | U = under the detection limit.
Final Danny T Adit Treatability Study Year 1 Technical Memorandum, Barker-Hughesville Mining District Superfund Site Cascade and Judith Basin Counties, Montana | BARKER HUGHESVILLE MINING DISTRICT | MT6122307485 | N/A | N/A | BCR1 | Data not provided | Biochemical reactor (BCR) without pre-treatment (BCR1) | Passive | Biochemical reactor (BCR) | No pre-treatment | Danny T adit water | N | BCR without pre-treatment | Batteries used to run metering pump, slurry mixer, and timer switch | Remote central Montana, southeast of Great Falls/no constraints noted | Pilot | June - September 2013 | Acidity | Acidity | mg/L as CaCO3 | N | N/A | 820 | 270 | 67.0732 | [9 empty] | Data not provided | Data not provided | Data not provided | Data not provided | Data not provided | Data not provided | Data not provided | Data not provided |  | Influent | 2.93 | 3.87 | mg/L | 15.19 | °C | Data not provided | N/A | Data not provided | N/A | 476.4 | mV | 1332 | µS/cm | None | N/A | Data not provided | Data not provided | Data not provided | Data not provided | Data not provided | Data not provided | Data not provided | Data not provided | Data not provided | Data not provided | Results support the need for pretreatment of high acidity MIW ahead of the BCR. | Data not provided | Substrate: sawdust, wood chips, compost, dairy manure and limestone chips. BCR substrate composition was modified due to a shortage of available manure and limestone. The shortage of manure and limestone may have had a negative impact on treatment effectiveness in the BCRs. | Data not provided | Data not provided
Final Danny T Adit Treatability Study Year 1 Technical Memorandum, Barker-Hughesville Mining District Superfund Site Cascade and Judith Basin Counties, Montana | BARKER HUGHESVILLE MINING DISTRICT | MT6122307485 | N/A | N/A | BCR1 | Data not provided | Biochemical reactor (BCR) without pre-treatment (BCR1) | Passive | Biochemical reactor (BCR) | No pre-treatment | Danny T adit water | N | BCR without pre-treatment | Batteries used to run metering pump, slurry mixer, and timer switch | Remote central Montana, southeast of Great Falls/no constraints noted | Pilot | June - September 2013 | Acidity | Acidity | mg/L as CaCO3 | N | N/A |  |  |  | 460 | 130 | 71.7391 | [6 empty] | Data not provided | Data not provided | Data not provided | Data not provided | Data not provided | Data not provided | Data not provided | Data not provided |  | Influent | 2.8 | 2.19 | mg/L | 25.14 | °C | Data not provided | N/A | Data not provided | N/A | 492.7 | mV | 3394 | µS/cm | 26 | %DO | Data not provided | Data not provided | Data not provided | Data not provided | Data not provided | Data not provided | Data not provided | Data not provided | Data not provided | Data not provided | Results support the need for pretreatment of high acidity MIW ahead of the BCR. | Data not provided | Substrate: sawdust, wood chips, compost, dairy manure and limestone chips. BCR substrate composition was modified due to a shortage of available manure and limestone. The shortage of manure and limestone may have had a negative impact on treatment effectiveness in the BCRs. | Data not provided | Data not provided
Final Danny T Adit Treatability Study Year 1 Technical Memorandum, Barker-Hughesville Mining District Superfund Site Cascade and Judith Basin Counties, Montana | BARKER HUGHESVILLE MINING DISTRICT | MT6122307485 | N/A | N/A | BCR1 | Data not provided | Biochemical reactor (BCR) without pre-treatment (BCR1) | Passive | Biochemical reactor (BCR) | No pre-treatment | Danny T adit water | N | BCR without pre-treatment | Batteries used to run metering pump, slurry mixer, and timer switch | Remote central Montana, southeast of Great Falls/no constraints noted | Pilot | June - September 2013 | Acidity | Acidity | mg/L as CaCO3 | N | N/A | [6 empty] | 450 | 700 | 35.7143 |  |  |  | Data not provided | Data not provided | Data not provided | Data not provided | Data not provided | Data not provided | Data not provided | Data not provided |  | Effluent | 5.7 | 1.33 | mg/L | 14.95 | °C | Data not provided | N/A | Data not provided | N/A | 77.2 | mV | 2424 | µS/cm | 13.6 | %DO | Data not provided | Data not provided | Data not provided | Data not provided | Data not provided | Data not provided | Data not provided | Data not provided | Data not provided | Data not provided | Results support the need for pretreatment of high acidity MIW ahead of the BCR. | Data not provided | Substrate: sawdust, wood chips, compost, dairy manure and limestone chips. BCR substrate composition was modified due to a shortage of available manure and limestone. The shortage of manure and limestone may have had a negative impact on treatment effectiveness in the BCRs. | Data not provided | Data not provided
Final Danny T Adit Treatability Study Year 1 Technical Memorandum, Barker-Hughesville Mining District Superfund Site Cascade and Judith Basin Counties, Montana | BARKER HUGHESVILLE MINING DISTRICT | MT6122307485 | N/A | N/A | BCR1 | Data not provided | Biochemical reactor (BCR) without pre-treatment (BCR1) | Passive | Biochemical reactor (BCR) | No pre-treatment | Danny T adit water | N | BCR without pre-treatment | Batteries used to run metering pump, slurry mixer, and timer switch | Remote central Montana, southeast of Great Falls/no constraints noted | Pilot | June - September 2013 | Acidity | Acidity | mg/L as CaCO3 | N | N/A | [9 empty] | 4 U | 660 | 99.697 | Data not provided | Data not provided | Data not provided | Data not provided | Data not provided | Data not provided | Data not provided | Data not provided |  | Effluent | 6.07 | 0.02 | mg/L | 20.6 | °C | Data not provided | N/A | Data not provided | N/A | -163 | mV | 3505 | µS/cm | None | N/A | Data not provided | Data not provided | Data not provided | Data not provided | Data not provided | Data not provided | Data not provided | Data not provided | Data not provided | Data not provided | Results support the need for pretreatment of high acidity MIW ahead of the BCR. | Data not provided | Substrate: sawdust, wood chips, compost, dairy manure and limestone chips. BCR substrate composition was modified due to a shortage of available manure and limestone. The shortage of manure and limestone may have had a negative impact on treatment effectiveness in the BCRs. | Data not provided | Data not provided | U = under the detection limit.
Final Danny T Adit Treatability Study Year 1 Technical Memorandum, Barker-Hughesville Mining District Superfund Site Cascade and Judith Basin Counties, Montana | BARKER HUGHESVILLE MINING DISTRICT | MT6122307485 | N/A | N/A | BCR2 | Data not provided | Biochemical reactor (BCR) with SAPS pre-treatment (BCR2) | Passive | Biochemical reactor (BCR) | Pre-treatment | Danny T adit water | Y | BCR with pre-treatment | Batteries used to run metering pump, slurry mixer, and timer switch | Remote central Montana, southeast of Great Falls/no constraints noted | Pilot | June - September 2013 | Acidity | Acidity | mg/L as CaCO3 | N | N/A | 820 | 16 | 98.0488 | [9 empty] | Data not provided | Data not provided | Data not provided | Data not provided | Data not provided | Data not provided | Data not provided | Data not provided |  | Influent | 2.93 | 3.87 | mg/L | 15.19 | °C | Data not provided | N/A | Data not provided | N/A | 476.4 | mV | 1332 | µS/cm | None | N/A | Data not provided | Data not provided | Data not provided | Data not provided | Data not provided | Data not provided | Data not provided | Data not provided | Data not provided | Data not provided | Data not provided | Data not provided | Substrate: sawdust, wood chips, compost, dairy manure and limestone chips. BCR substrate composition was modified due to a shortage of available manure and limestone. The shortage of manure and limestone may have had a negative impact on treatment effectiveness in the BCRs. | Data not provided | Data not provided
Final Danny T Adit Treatability Study Year 1 Technical Memorandum, Barker-Hughesville Mining District Superfund Site Cascade and Judith Basin Counties, Montana | BARKER HUGHESVILLE MINING DISTRICT | MT6122307485 | N/A | N/A | BCR2 | Data not provided | Biochemical reactor (BCR) with SAPS pre-treatment (BCR2) | Passive | Biochemical reactor (BCR) | Pre-treatment | Danny T adit water | Y | BCR with pre-treatment | Batteries used to run metering pump, slurry mixer, and timer switch | Remote central Montana, southeast of Great Falls/no constraints noted | Pilot | June - September 2013 | Acidity | Acidity | mg/L as CaCO3 | N | N/A |  |  |  | 460 | 80 | 82.6087 | [6 empty] | Data not provided | Data not provided | Data not provided | Data not provided | Data not provided | Data not provided | Data not provided | Data not provided |  | Influent | 2.8 | 2.19 | mg/L | 25.14 | °C | Data not provided | N/A | Data not provided | N/A | 492.7 | mV | 3394 | µS/cm | 26 | %DO | Data not provided | Data not provided | Data not provided | Data not provided | Data not provided | Data not provided | Data not provided | Data not provided | Data not provided | Data not provided | Data not provided | Data not provided | Substrate: sawdust, wood chips, compost, dairy manure and limestone chips. BCR substrate composition was modified due to a shortage of available manure and limestone. The shortage of manure and limestone may have had a negative impact on treatment effectiveness in the BCRs. | Data not provided | Data not provided
Final Danny T Adit Treatability Study Year 1 Technical Memorandum, Barker-Hughesville Mining District Superfund Site Cascade and Judith Basin Counties, Montana | BARKER HUGHESVILLE MINING DISTRICT | MT6122307485 | N/A | N/A | BCR2 | Data not provided | Biochemical reactor (BCR) with SAPS pre-treatment (BCR2) | Passive | Biochemical reactor (BCR) | Pre-treatment | Danny T adit water | Y | BCR with pre-treatment | Batteries used to run metering pump, slurry mixer, and timer switch | Remote central Montana, southeast of Great Falls/no constraints noted | Pilot | June - September 2013 | Acidity | Acidity | mg/L as CaCO3 | N | N/A | [6 empty] | 270 | 700 | 61.4286 |  |  |  | Data not provided | Data not provided | Data not provided | Data not provided | Data not provided | Data not provided | Data not provided | Data not provided |  | Effluent | 6.02 | 1.62 | mg/L | 14.75 | °C | Data not provided | N/A | Data not provided | N/A | 18.7 | mV | 2397 | µS/cm | 16.4 | %DO | Data not provided | Data not provided | Data not provided | Data not provided | Data not provided | Data not provided | Data not provided | Data not provided | Data not provided | Data not provided | Data not provided | Data not provided | Substrate: sawdust, wood chips, compost, dairy manure and limestone chips. BCR substrate composition was modified due to a shortage of available manure and limestone. The shortage of manure and limestone may have had a negative impact on treatment effectiveness in the BCRs. | Data not provided | Data not provided
Final Danny T Adit Treatability Study Year 1 Technical Memorandum, Barker-Hughesville Mining District Superfund Site Cascade and Judith Basin Counties, Montana | BARKER HUGHESVILLE MINING DISTRICT | MT6122307485 | N/A | N/A | BCR2 | Data not provided | Biochemical reactor (BCR) with SAPS pre-treatment (BCR2) | Passive | Biochemical reactor (BCR) | Pre-treatment | Danny T adit water | Y | BCR with pre-treatment | Batteries used to run metering pump, slurry mixer, and timer switch | Remote central Montana, southeast of Great Falls/no constraints noted | Pilot | June - September 2013 | Acidity | Acidity | mg/L as CaCO3 | N | N/A | [9 empty] | 4 U | 660 | 99.697 | Data not provided | Data not provided | Data not provided | Data not provided | Data not provided | Data not provided | Data not provided | Data not provided |  | Effluent | 6.29 | 0.05 | mg/L | 20.2 | °C | Data not provided | N/A | Data not provided | N/A | -153.8 | mV | 4954 | µS/cm | None | N/A | Data not provided | Data not provided | Data not provided | Data not provided | Data not provided | Data not provided | Data not provided | Data not provided | Data not provided | Data not provided | Data not provided | Data not provided | Substrate: sawdust, wood chips, compost, dairy manure and limestone chips. BCR substrate composition was modified due to a shortage of available manure and limestone. The shortage of manure and limestone may have had a negative impact on treatment effectiveness in the BCRs. | Data not provided | Data not provided | U = under the detection limit.
Final Danny T Adit Treatability Study Year 1 Technical Memorandum, Barker-Hughesville Mining District Superfund Site Cascade and Judith Basin Counties, Montana | BARKER HUGHESVILLE MINING DISTRICT | MT6122307485 | N/A | N/A | BCR3 | Data not provided | Biochemical reactor (BCR) with CHIT pre-treatment (BCR3) | Passive | Biochemical reactor (BCR) | Pre-treatment | Danny T adit water | Y | BCR with pre-treatment | Batteries used to run metering pump, slurry mixer, and timer switch | Remote central Montana, southeast of Great Falls/no constraints noted | Pilot | June - September 2013 | Acidity | Acidity | mg/L as CaCO3 | N | N/A | 820 | 4 U | 99.7561 | [9 empty] | Data not provided | Data not provided | Data not provided | Data not provided | Data not provided | Data not provided | Data not provided | Data not provided |  | Influent | 2.93 | 3.87 | mg/L | 15.19 | °C | Data not provided | N/A | Data not provided | N/A | 476.4 | mV | 1332 | µS/cm | None | N/A | Data not provided | Data not provided | Data not provided | Data not provided | Data not provided | Data not provided | Data not provided | Data not provided | Data not provided | Data not provided | Data not provided | Data not provided | Substrate: sawdust, wood chips, compost, dairy manure and limestone chips. BCR substrate composition was modified due to a shortage of available manure and limestone. The shortage of manure and limestone may have had a negative impact on treatment effectiveness in the BCRs. | Data not provided | Data not provided
Final Danny T Adit Treatability Study Year 1 Technical Memorandum, Barker-Hughesville Mining District Superfund Site Cascade and Judith Basin Counties, Montana | BARKER HUGHESVILLE MINING DISTRICT | MT6122307485 | N/A | N/A | BCR3 | Data not provided | Biochemical reactor (BCR) with CHIT pre-treatment (BCR3) | Passive | Biochemical reactor (BCR) | Pre-treatment | Danny T adit water | Y | BCR with pre-treatment | Batteries used to run metering pump, slurry mixer, and timer switch | Remote central Montana, southeast of Great Falls/no constraints noted | Pilot | June - September 2013 | Acidity | Acidity | mg/L as CaCO3 | N | N/A |  |  |  | 460 | 4 U | 99.5652 | [6 empty] | Data not provided | Data not provided | Data not provided | Data not provided | Data not provided | Data not provided | Data not provided | Data not provided |  | Influent | 2.8 | 2.19 | mg/L | 25.14 | °C | Data not provided | N/A | Data not provided | N/A | 492.7 | mV | 3394 | µS/cm | 26 | %DO | Data not provided | Data not provided | Data not provided | Data not provided | Data not provided | Data not provided | Data not provided | Data not provided | Data not provided | Data not provided | Data not provided | Data not provided | Substrate: sawdust, wood chips, compost, dairy manure and limestone chips. BCR substrate composition was modified due to a shortage of available manure and limestone. The shortage of manure and limestone may have had a negative impact on treatment effectiveness in the BCRs. | Data not provided | Data not provided
Final Danny T Adit Treatability Study Year 1 Technical Memorandum, Barker-Hughesville Mining District Superfund Site Cascade and Judith Basin Counties, Montana | BARKER HUGHESVILLE MINING DISTRICT | MT6122307485 | N/A | N/A | BCR3 | Data not provided | Biochemical reactor (BCR) with CHIT pre-treatment (BCR3) | Passive | Biochemical reactor (BCR) | Pre-treatment | Danny T adit water | Y | BCR with pre-treatment | Batteries used to run metering pump, slurry mixer, and timer switch | Remote central Montana, southeast of Great Falls/no constraints noted | Pilot | June - September 2013 | Acidity | Acidity | mg/L as CaCO3 | N | N/A | [6 empty] | 4 U | 460–820 | 99.6 - 99.8 |  |  |  | Data not provided | Data not provided | Data not provided | Data not provided | Data not provided | Data not provided | Data not provided | Data not provided |  | Effluent | 6.17–6.81 | 0.04–4.34 | mg/L | 14.5–21.09 | °C | Data not provided | N/A | Data not provided | N/A | (-)325.7–(-)152.5 | mV | 5,154–8,162 | µS/cm | NA–46.4 | %DO | Data not provided | Data not provided | Data not provided | Data not provided | Data not provided | Data not provided | Data not provided | Data not provided | Data not provided | Data not provided | Data not provided | Data not provided | Substrate: sawdust, wood chips, compost, dairy manure and limestone chips. BCR substrate composition was modified due to a shortage of available manure and limestone. The shortage of manure and limestone may have had a negative impact on treatment effectiveness in the BCRs. | Data not provided | All effluent values below the detection limit | U = under the detection limit. A range of values is shown to reflect multiple days with effluent below the detection limit.
Final Danny T Adit Treatability Study Year 1 Technical Memorandum, Barker-Hughesville Mining District Superfund Site Cascade and Judith Basin Counties, Montana | BARKER HUGHESVILLE MINING DISTRICT | MT6122307485 | N/A | N/A | BCR3 | Data not provided | Biochemical reactor (BCR) with CHIT pre-treatment (BCR3) | Passive | Biochemical reactor (BCR) | Pre-treatment | Danny T adit water | Y | BCR with pre-treatment | Batteries used to run metering pump, slurry mixer, and timer switch | Remote central Montana, southeast of Great Falls/no constraints noted | Pilot | June - September 2013 | Acidity | Acidity | mg/L as CaCO3 | N | N/A | [9 empty] | 4 U | 460–820 | 99.6 - 99.8 | Data not provided | Data not provided | Data not provided | Data not provided | Data not provided | Data not provided | Data not provided | Data not provided |  | Effluent | 6.17–6.81 | 0.04–4.34 | mg/L | 14.5–21.09 | °C | Data not provided | N/A | Data not provided | N/A | (-)325.7–(-)152.5 | mV | 5,154–8,162 | µS/cm | NA–46.4 | %DO | Data not provided | Data not provided | Data not provided | Data not provided | Data not provided | Data not provided | Data not provided | Data not provided | Data not provided | Data not provided | Data not provided | Data not provided | Substrate: sawdust, wood chips, compost, dairy manure and limestone chips. BCR substrate composition was modified due to a shortage of available manure and limestone. The shortage of manure and limestone may have had a negative impact on treatment effectiveness in the BCRs. | Data not provided | All effluent values below the detection limit | U = under the detection limit. A range of values is shown to reflect multiple days with effluent below the detection limit.
Final Danny T Adit Treatability Study Year 1 Technical Memorandum, Barker-Hughesville Mining District Superfund Site Cascade and Judith Basin Counties, Montana | BARKER HUGHESVILLE MINING DISTRICT | MT6122307485 | N/A | N/A | SAPS | Data not provided | Successive alkalinity producing system (SAPS) pre-treatment | Passive | Successive alkalinity producing system (SAPS) | Pre-treatment | Danny T adit water | Y | Pre-treatment | Batteries used to run metering pump, slurry mixer, and timer switch | Remote central Montana, southeast of Great Falls/no constraints noted | Pilot | June - September 2013 | Acidity | Acidity | mg/L as CaCO3 | N | N/A | 820 | 440 | 46.3415 | [9 empty] | Data not provided | Data not provided | Data not provided | Data not provided | Data not provided | Data not provided | Data not provided | Data not provided |  | Influent | 2.93 | 3.87 | mg/L | 15.19 | °C | Data not provided | N/A | Data not provided | N/A | 476.4 | mV | 1332 | µS/cm | None | N/A | Data not provided | Data not provided | Data not provided | Data not provided | Data not provided | Data not provided | Data not provided | Data not provided | Data not provided | Data not provided | Data not provided | Data not provided | Pre-treatment substrate of limestone gravel overlain by a manure and compost layer. | Data not provided | Data not provided
Final Danny T Adit Treatability Study Year 1 Technical Memorandum, Barker-Hughesville Mining District Superfund Site Cascade and Judith Basin Counties, Montana | BARKER HUGHESVILLE MINING DISTRICT | MT6122307485 | N/A | N/A | SAPS | Data not provided | Successive alkalinity producing system (SAPS) pre-treatment | Passive | Successive alkalinity producing system (SAPS) | Pre-treatment | Danny T adit water | Y | Pre-treatment | Batteries used to run metering pump, slurry mixer, and timer switch | Remote central Montana, southeast of Great Falls/no constraints noted | Pilot | June - September 2013 | Acidity | Acidity | mg/L as CaCO3 | N | N/A |  |  |  | 460 | 320 | 30.4348 | [6 empty] | Data not provided | Data not provided | Data not provided | Data not provided | Data not provided | Data not provided | Data not provided | Data not provided |  | Influent | 2.8 | 2.19 | mg/L | 25.14 | °C | Data not provided | N/A | Data not provided | N/A | 492.7 | mV | 3394 | µS/cm | 26 | %DO | Data not provided | Data not provided | Data not provided | Data not provided | Data not provided | Data not provided | Data not provided | Data not provided | Data not provided | Data not provided | Data not provided | Data not provided | Pre-treatment substrate of limestone gravel overlain by a manure and compost layer. | Data not provided | Data not provided
Final Danny T Adit Treatability Study Year 1 Technical Memorandum, Barker-Hughesville Mining District Superfund Site Cascade and Judith Basin Counties, Montana | BARKER HUGHESVILLE MINING DISTRICT | MT6122307485 | N/A | N/A | SAPS | Data not provided | Successive alkalinity producing system (SAPS) pre-treatment | Passive | Successive alkalinity producing system (SAPS) | Pre-treatment | Danny T adit water | Y | Pre-treatment | Batteries used to run metering pump, slurry mixer, and timer switch | Remote central Montana, southeast of Great Falls/no constraints noted | Pilot | June - September 2013 | Acidity | Acidity | mg/L as CaCO3 | N | N/A | [6 empty] | 450 | 700 | 35.7143 |  |  |  | Data not provided | Data not provided | Data not provided | Data not provided | Data not provided | Data not provided | Data not provided | Data not provided |  | Effluent | 5.11 | 2.36 | mg/L | 13.38 | °C | Data not provided | N/A | Data not provided | N/A | 178.3 | mV | 2347 | µS/cm | 22.9 | %DO | Data not provided | Data not provided | Data not provided | Data not provided | Data not provided | Data not provided | Data not provided | Data not provided | Data not provided | Data not provided | Data not provided | Data not provided | Pre-treatment substrate of limestone gravel overlain by a manure and compost layer. | Data not provided | Data not provided
Final Danny T Adit Treatability Study Year 1 Technical Memorandum, Barker-Hughesville Mining District Superfund Site Cascade and Judith Basin Counties, Montana | BARKER HUGHESVILLE MINING DISTRICT | MT6122307485 | N/A | N/A | SAPS | Data not provided | Successive alkalinity producing system (SAPS) pre-treatment | Passive | Successive alkalinity producing system (SAPS) | Pre-treatment | Danny T adit water | Y | Pre-treatment | Batteries used to run metering pump, slurry mixer, and timer switch | Remote central Montana, southeast of Great Falls/no constraints noted | Pilot | June - September 2013 | Acidity | Acidity | mg/L as CaCO3 | N | N/A | [9 empty] | 4 U | 660 | 99.697 | Data not provided | Data not provided | Data not provided | Data not provided | Data not provided | Data not provided | Data not provided | Data not provided |  | Effluent | 6.38 | 0.09 | mg/L | 21.97 | °C | Data not provided | N/A | Data not provided | N/A | -157.6 | mV | 2434 | µS/cm | None | N/A | Data not provided | Data not provided | Data not provided | Data not provided | Data not provided | Data not provided | Data not provided | Data not provided | Data not provided | Data not provided | Data not provided | Data not provided | Pre-treatment substrate of limestone gravel overlain by a manure and compost layer. | Data not provided | Data not provided | U = under the detection limit.
Final Danny T Adit Treatability Study Year 1 Technical Memorandum, Barker-Hughesville Mining District Superfund Site Cascade and Judith Basin Counties, Montana | BARKER HUGHESVILLE MINING DISTRICT | MT6122307485 | N/A | N/A | CHIT | Data not provided | Chitorem pre-treatment (CHIT) | Passive | Chitorem® | Pre-treatment | Danny T adit water | Y | Pre-treatment | Batteries used to run metering pump, slurry mixer, and timer switch | Remote central Montana, southeast of Great Falls/no constraints noted | Pilot | June - September 2013 | Acidity | Acidity | mg/L as CaCO3 | N | N/A | 820 | 4 U | 99.7561 | [9 empty] | Data not provided | Data not provided | Data not provided | Data not provided | Data not provided | Data not provided | Data not provided | Data not provided |  | Influent | 2.93 | 3.87 | mg/L | 15.19 | °C | Data not provided | N/A | Data not provided | N/A | 476.4 | mV | 1332 | µS/cm | None | N/A | Data not provided | Data not provided | Data not provided | Data not provided | Data not provided | Data not provided | Data not provided | Data not provided | Data not provided | Data not provided | The Chitorem/BCR3 treatment provided the best overall treatment performance for both metal removal and sustaining sulfate reducing conditions. | Data not provided | Chitorem is a proprietary material that contains calcium carbonate, protein, and chitin (crab shell). Also contains its own bacteria - material breaks down and produces carbonates (adds alkalinity). | The Chitorem substrate composition was modified by adding pea gravel to increase permeability. | All effluent values below the detection limit | U = under the detection limit.
Final Danny T Adit Treatability Study Year 1 Technical Memorandum, Barker-Hughesville Mining District Superfund Site Cascade and Judith Basin Counties, Montana | BARKER HUGHESVILLE MINING DISTRICT | MT6122307485 | N/A | N/A | CHIT | Data not provided | Chitorem pre-treatment (CHIT) | Passive | Chitorem® | Pre-treatment | Danny T adit water | Y | Pre-treatment | Batteries used to run metering pump, slurry mixer, and timer switch | Remote central Montana, southeast of Great Falls/no constraints noted | Pilot | June - September 2013 | Acidity | Acidity | mg/L as CaCO3 | N | N/A |  |  |  | 460 | 4 U | 99.5652 | [6 empty] | Data not provided | Data not provided | Data not provided | Data not provided | Data not provided | Data not provided | Data not provided | Data not provided |  | Influent | 2.8 | 2.19 | mg/L | 25.14 | °C | Data not provided | N/A | Data not provided | N/A | 492.7 | mV | 3394 | µS/cm | 26 | %DO | Data not provided | Data not provided | Data not provided | Data not provided | Data not provided | Data not provided | Data not provided | Data not provided | Data not provided | Data not provided | The Chitorem/BCR3 treatment provided the best overall treatment performance for both metal removal and sustaining sulfate reducing conditions. | Data not provided | Chitorem is a proprietary material that contains calcium carbonate, protein, and chitin (crab shell). Also contains its own bacteria - material breaks down and produces carbonates (adds alkalinity). | The Chitorem substrate composition was modified by adding pea gravel to increase permeability. | All effluent values below the detection limit | U = under the detection limit.
Final Danny T Adit Treatability Study Year 1 Technical Memorandum, Barker-Hughesville Mining District Superfund Site Cascade and Judith Basin Counties, Montana | BARKER HUGHESVILLE MINING DISTRICT | MT6122307485 | N/A | N/A | CHIT | Data not provided | Chitorem pre-treatment (CHIT) | Passive | Chitorem® | Pre-treatment | Danny T adit water | Y | Pre-treatment | Batteries used to run metering pump, slurry mixer, and timer switch | Remote central Montana, southeast of Great Falls/no constraints noted | Pilot | June - September 2013 | Acidity | Acidity | mg/L as CaCO3 | N | N/A | [6 empty] | 4 U | 460–820 | 99.6 - 99.8 |  |  |  | Data not provided | Data not provided | Data not provided | Data not provided | Data not provided | Data not provided | Data not provided | Data not provided |  | Effluent | 6.07–6.83 | 0.05–3.94 | mg/L | 13.52–21.52 | °C | Data not provided | N/A | Data not provided | N/A | (-)249.8–(-)57.3 | mV | 2,941–60,571 | µS/cm | NA–46.4 | %DO | Data not provided | Data not provided | Data not provided | Data not provided | Data not provided | Data not provided | Data not provided | Data not provided | Data not provided | Data not provided | The Chitorem/BCR3 treatment provided the best overall treatment performance for both metal removal and sustaining sulfate reducing conditions. | Data not provided | Chitorem is a proprietary material that contains calcium carbonate, protein, and chitin (crab shell). Also contains its own bacteria - material breaks down and produces carbonates (adds alkalinity). | The Chitorem substrate composition was modified by adding pea gravel to increase permeability. | All effluent values below the detection limit | U = under the detection limit.
Final Danny T Adit Treatability Study Year 1 Technical Memorandum, Barker-Hughesville Mining District Superfund Site Cascade and Judith Basin Counties, Montana | BARKER HUGHESVILLE MINING DISTRICT | MT6122307485 | N/A | N/A | CHIT | Data not provided | Chitorem pre-treatment (CHIT) | Passive | Chitorem® | Pre-treatment | Danny T adit water | Y | Pre-treatment | Batteries used to run metering pump, slurry mixer, and timer switch | Remote central Montana, southeast of Great Falls/no constraints noted | Pilot | June - September 2013 | Acidity | Acidity | mg/L as CaCO3 | N | N/A | [9 empty] | 4 U | 460–820 | 99.6 - 99.8 | Data not provided | Data not provided | Data not provided | Data not provided | Data not provided | Data not provided | Data not provided | Data not provided |  | Effluent | 6.07–6.83 | 0.05–3.94 | mg/L | 13.52–21.52 | °C | Data not provided | N/A | Data not provided | N/A | (-)249.8–(-)57.3 | mV | 2,941–60,571 | µS/cm | NA–46.4 | %DO | Data not provided | Data not provided | Data not provided | Data not provided | Data not provided | Data not provided | Data not provided | Data not provided | Data not provided | Data not provided | The Chitorem/BCR3 treatment provided the best overall treatment performance for both metal removal and sustaining sulfate reducing conditions. | Data not provided | Chitorem is a proprietary material that contains calcium carbonate, protein, and chitin (crab shell). Also contains its own bacteria - material breaks down and produces carbonates (adds alkalinity). | The Chitorem substrate composition was modified by adding pea gravel to increase permeability. | All effluent values below the detection limit | U = under the detection limit.
Final Danny T Adit Treatability Study Year 1 Technical Memorandum, Barker-Hughesville Mining District Superfund Site Cascade and Judith Basin Counties, Montana | BARKER HUGHESVILLE MINING DISTRICT | MT6122307485 | N/A | N/A | BCR1 | Data not provided | Biochemical reactor (BCR) without pre-treatment (BCR1) | Passive | Biochemical reactor (BCR) | No pre-treatment | Danny T adit water | N | BCR without pre-treatment | Batteries used to run metering pump, slurry mixer, and timer switch | Remote central Montana, southeast of Great Falls/no constraints noted | Pilot | June - September 2013 | Silver | Ag, total | µg/L | N | N/A | 1 U | 1 U | Not Applicable | [9 empty] | Data not provided | Data not provided | Data not provided | Data not provided | Data not provided | Data not provided | Data not provided | Data not provided |  | Influent | 2.81–2.85 | 2.19–2.41 | mg/L | 21.72–25.14 | °C | Data not provided | N/A | Data not provided | N/A | 382.6–490.9 | mV | 2,267–2,404 | µS/cm | 26–27.1 | %DO | Data not provided | Data not provided | Data not provided | Data not provided | Data not provided | Data not provided | Data not provided | Data not provided | Data not provided | Data not provided | Results support the need for pretreatment of high acidity MIW ahead of the BCR. | Data not provided | Substrate: sawdust, wood chips, compost, dairy manure and limestone chips. BCR substrate composition was modified due to a shortage of available manure and limestone. The shortage of manure and limestone may have had a negative impact on treatment effectiveness in the BCRs. | Data not provided | Total metals data set is limited to only two sampling events (due to funding limitations). | U = under the detection limit. A range of values is shown to reflect multiple days with effluent below the detection limit.
Final Danny T Adit Treatability Study Year 1 Technical Memorandum, Barker-Hughesville Mining District Superfund Site Cascade and Judith Basin Counties, Montana | BARKER HUGHESVILLE MINING DISTRICT | MT6122307485 | N/A | N/A | BCR1 | Data not provided | Biochemical reactor (BCR) without pre-treatment (BCR1) | Passive | Biochemical reactor (BCR) | No pre-treatment | Danny T adit water | N | BCR without pre-treatment | Batteries used to run metering pump, slurry mixer, and timer switch | Remote central Montana, southeast of Great Falls/no constraints noted | Pilot | June - September 2013 | Silver | Ag, dissolved | µg/L | N | N/A | 1 U | 1 U | Not Applicable | [9 empty] | Data not provided | Data not provided | Data not provided | Data not provided | Data not provided | Data not provided | Data not provided | Data not provided |  | Influent | 2.72–2.94 | 2.19–6.48 | mg/L | 15.19–25.14 | °C | Data not provided | N/A | Data not provided | N/A | 382.6–492.7 | mV | 1,332–3,394 | µS/cm | NA–43.7 | %DO | Data not provided | Data not provided | Data not provided | Data not provided | Data not provided | Data not provided | Data not provided | Data not provided | Data not provided | Data not provided | Results support the need for pretreatment of high acidity MIW ahead of the BCR. | Data not provided | Substrate: sawdust, wood chips, compost, dairy manure and limestone chips. BCR substrate composition was modified due to a shortage of available manure and limestone. The shortage of manure and limestone may have had a negative impact on treatment effectiveness in the BCRs. | The number of sampling dates was reduced, resulting in less info to determine long-term treatment effectiveness. | Data not provided | U = under the detection limit. A range of values is shown to reflect multiple days with effluent below the detection limit.
Final Danny T Adit Treatability Study Year 1 Technical Memorandum, Barker-Hughesville Mining District Superfund Site Cascade and Judith Basin Counties, Montana | BARKER HUGHESVILLE MINING DISTRICT | MT6122307485 | N/A | N/A | BCR1 | Data not provided | Biochemical reactor (BCR) without pre-treatment (BCR1) | Passive | Biochemical reactor (BCR) | No pre-treatment | Danny T adit water | N | BCR without pre-treatment | Batteries used to run metering pump, slurry mixer, and timer switch | Remote central Montana, southeast of Great Falls/no constraints noted | Pilot | June - September 2013 | Silver | Ag, total | µg/L | N | N/A |  |  |  | 1 U | 1 U | Not Applicable | [6 empty] | Data not provided | Data not provided | Data not provided | Data not provided | Data not provided | Data not provided | Data not provided | Data not provided |  | Influent | 2.81–2.85 | 2.19–2.41 | mg/L | 21.72–25.14 | °C | Data not provided | N/A | Data not provided | N/A | 382.6–490.9 | mV | 2,267–2,404 | µS/cm | 26–27.1 | %DO | Data not provided | Data not provided | Data not provided | Data not provided | Data not provided | Data not provided | Data not provided | Data not provided | Data not provided | Data not provided | Results support the need for pretreatment of high acidity MIW ahead of the BCR. | Data not provided | Substrate: sawdust, wood chips, compost, dairy manure and limestone chips. BCR substrate composition was modified due to a shortage of available manure and limestone. The shortage of manure and limestone may have had a negative impact on treatment effectiveness in the BCRs. | Data not provided | Total metals data set is limited to only two sampling events (due to funding limitations). | U = under the detection limit. A range of values is shown to reflect multiple days with effluent below the detection limit.
Final Danny T Adit Treatability Study Year 1 Technical Memorandum, Barker-Hughesville Mining District Superfund Site Cascade and Judith Basin Counties, Montana | BARKER HUGHESVILLE MINING DISTRICT | MT6122307485 | N/A | N/A | BCR1 | Data not provided | Biochemical reactor (BCR) without pre-treatment (BCR1) | Passive | Biochemical reactor (BCR) | No pre-treatment | Danny T adit water | N | BCR without pre-treatment | Batteries used to run metering pump, slurry mixer, and timer switch | Remote central Montana, southeast of Great Falls/no constraints noted | Pilot | June - September 2013 | Silver | Ag, dissolved | µg/L | N | N/A |  |  |  | 1 U | 1 U | Not Applicable | [6 empty] | Data not provided | Data not provided | Data not provided | Data not provided | Data not provided | Data not provided | Data not provided | Data not provided |  | Influent | 2.72–2.94 | 2.19–6.48 | mg/L | 15.19–25.14 | °C | Data not provided | N/A | Data not provided | N/A | 382.6–492.7 | mV | 1,332–3,394 | µS/cm | NA–43.7 | %DO | Data not provided | Data not provided | Data not provided | Data not provided | Data not provided | Data not provided | Data not provided | Data not provided | Data not provided | Data not provided | Results support the need for pretreatment of high acidity MIW ahead of the BCR. | Data not provided | Substrate: sawdust, wood chips, compost, dairy manure and limestone chips. BCR substrate composition was modified due to a shortage of available manure and limestone. The shortage of manure and limestone may have had a negative impact on treatment effectiveness in the BCRs. | The number of sampling dates was reduced, resulting in less info to determine long-term treatment effectiveness. | Data not provided | U = under the detection limit. A range of values is shown to reflect multiple days with effluent below the detection limit.
Final Danny T Adit Treatability Study Year 1 Technical Memorandum, Barker-Hughesville Mining District Superfund Site Cascade and Judith Basin Counties, Montana | BARKER HUGHESVILLE MINING DISTRICT | MT6122307485 | N/A | N/A | BCR1 | Data not provided | Biochemical reactor (BCR) without pre-treatment (BCR1) | Passive | Biochemical reactor (BCR) | No pre-treatment | Danny T adit water | N | BCR without pre-treatment | Batteries used to run metering pump, slurry mixer, and timer switch | Remote central Montana, southeast of Great Falls/no constraints noted | Pilot | June - September 2013 | Silver | Ag, total | µg/L | N | N/A | [6 empty] | 1 U | 1 U | Not Applicable |  |  |  | Data not provided | Data not provided | Data not provided | Data not provided | Data not provided | Data not provided | Data not provided | Data not provided |  | Effluent | 5.91–6.07 | 0.02–1.5 | mg/L | 17.95–20.6 | °C | Data not provided | N/A | Data not provided | N/A | (-)163–(-)46.6 | mV | 2,190–3,505 | µS/cm | NA–15.9 | %DO | Data not provided | Data not provided | Data not provided | Data not provided | Data not provided | Data not provided | Data not provided | Data not provided | Data not provided | Data not provided | Results support the need for pretreatment of high acidity MIW ahead of the BCR. | Data not provided | Substrate: sawdust, wood chips, compost, dairy manure and limestone chips. BCR substrate composition was modified due to a shortage of available manure and limestone. The shortage of manure and limestone may have had a negative impact on treatment effectiveness in the BCRs. | Data not provided | Total metals data set is limited to only two sampling events (due to funding limitations).
Final Danny T Adit Treatability Study Year 1 Technical Memorandum, Barker-Hughesville Mining District Superfund Site Cascade and Judith Basin Counties, Montana | BARKER HUGHESVILLE MINING DISTRICT | MT6122307485 | N/A | N/A | BCR1 | Data not provided | Biochemical reactor (BCR) without pre-treatment (BCR1) | Passive | Biochemical reactor (BCR) | No pre-treatment | Danny T adit water | N | BCR without pre-treatment | Batteries used to run metering pump, slurry mixer, and timer switch | Remote central Montana, southeast of Great Falls/no constraints noted | Pilot | June - September 2013 | Silver | Ag, dissolved | µg/L | N | N/A | [6 empty] | 1 U | 1 U | Not Applicable |  |  |  | Data not provided | Data not provided | Data not provided | Data not provided | Data not provided | Data not provided | Data not provided | Data not provided |  | Effluent | 5.6–6.14 | 0.02–2.31 | mg/L | 14.95–20.6 | °C | Data not provided | N/A | Data not provided | N/A | (-)163–77.2 | mV | 1,992–3,505 | µS/cm | NA–15.9 | %DO | Data not provided | Data not provided | Data not provided | Data not provided | Data not provided | Data not provided | Data not provided | Data not provided | Data not provided | Data not provided | Results support the need for pretreatment of high acidity MIW ahead of the BCR. | Data not provided | Substrate: sawdust, wood chips, compost, dairy manure and limestone chips. BCR substrate composition was modified due to a shortage of available manure and limestone. The shortage of manure and limestone may have had a negative impact on treatment effectiveness in the BCRs. | The number of sampling dates was reduced, resulting in less info to determine long-term treatment effectiveness. | Data not provided
Final Danny T Adit Treatability Study Year 1 Technical Memorandum, Barker-Hughesville Mining District Superfund Site Cascade and Judith Basin Counties, Montana | BARKER HUGHESVILLE MINING DISTRICT | MT6122307485 | N/A | N/A | BCR1 | Data not provided | Biochemical reactor (BCR) without pre-treatment (BCR1) | Passive | Biochemical reactor (BCR) | No pre-treatment | Danny T adit water | N | BCR without pre-treatment | Batteries used to run metering pump, slurry mixer, and timer switch | Remote central Montana, southeast of Great Falls/no constraints noted | Pilot | June - September 2013 | Silver | Ag, total | µg/L | N | N/A | [9 empty] | 1 U | 1 U | Not Applicable | Data not provided | Data not provided | Data not provided | Data not provided | Data not provided | Data not provided | Data not provided | Data not provided |  | Effluent | 5.91–6.07 | 0.02–1.5 | mg/L | 17.95–20.6 | °C | Data not provided | N/A | Data not provided | N/A | (-)163–(-)46.6 | mV | 2,190–3,505 | µS/cm | NA–15.9 | %DO | Data not provided | Data not provided | Data not provided | Data not provided | Data not provided | Data not provided | Data not provided | Data not provided | Data not provided | Data not provided | Results support the need for pretreatment of high acidity MIW ahead of the BCR. | Data not provided | Substrate: sawdust, wood chips, compost, dairy manure and limestone chips. BCR substrate composition was modified due to a shortage of available manure and limestone. The shortage of manure and limestone may have had a negative impact on treatment effectiveness in the BCRs. | Data not provided | Total metals data set is limited to only two sampling events (due to funding limitations).
Final Danny T Adit Treatability Study Year 1 Technical Memorandum, Barker-Hughesville Mining District Superfund Site Cascade and Judith Basin Counties, Montana | BARKER HUGHESVILLE MINING DISTRICT | MT6122307485 | N/A | N/A | BCR1 | Data not provided | Biochemical reactor (BCR) without pre-treatment (BCR1) | Passive | Biochemical reactor (BCR) | No pre-treatment | Danny T adit water | N | BCR without pre-treatment | Batteries used to run metering pump, slurry mixer, and timer switch | Remote central Montana, southeast of Great Falls/no constraints noted | Pilot | June - September 2013 | Silver | Ag, dissolved | µg/L | N | N/A | [9 empty] | 1 U | 1 U | Not Applicable | Data not provided | Data not provided | Data not provided | Data not provided | Data not provided | Data not provided | Data not provided | Data not provided |  | Effluent | 5.6–6.14 | 0.02–2.31 | mg/L | 14.95–20.6 | °C | Data not provided | N/A | Data not provided | N/A | (-)163–77.2 | mV | 1,992–3,505 | µS/cm | NA–15.9 | %DO | Data not provided | Data not provided | Data not provided | Data not provided | Data not provided | Data not provided | Data not provided | Data not provided | Data not provided | Data not provided | Results support the need for pretreatment of high acidity MIW ahead of the BCR. | Data not provided | Substrate: sawdust, wood chips, compost, dairy manure and limestone chips. BCR substrate composition was modified due to a shortage of available manure and limestone. The shortage of manure and limestone may have had a negative impact on treatment effectiveness in the BCRs. | The number of sampling dates was reduced, resulting in less info to determine long-term treatment effectiveness. | Data not provided
Final Danny T Adit Treatability Study Year 1 Technical Memorandum, Barker-Hughesville Mining District Superfund Site Cascade and Judith Basin Counties, Montana | BARKER HUGHESVILLE MINING DISTRICT | MT6122307485 | N/A | N/A | BCR2 | Data not provided | Biochemical reactor (BCR) with SAPS pre-treatment (BCR2) | Passive | Biochemical reactor (BCR) | Pre-treatment | Danny T adit water | Y | BCR with pre-treatment | Batteries used to run metering pump, slurry mixer, and timer switch | Remote central Montana, southeast of Great Falls/no constraints noted | Pilot | June - September 2013 | Silver | Ag, total | µg/L | N | N/A | 1 U | 1 U | Not Applicable | [9 empty] | Data not provided | Data not provided | Data not provided | Data not provided | Data not provided | Data not provided | Data not provided | Data not provided |  | Influent | 2.81–2.85 | 2.19–2.41 | mg/L | 21.72–25.14 | °C | Data not provided | N/A | Data not provided | N/A | 382.6–490.9 | mV | 2,267–2,404 | µS/cm | 26–27.1 | %DO | Data not provided | Data not provided | Data not provided | Data not provided | Data not provided | Data not provided | Data not provided | Data not provided | Data not provided | Data not provided | Data not provided | Data not provided | Substrate: sawdust, wood chips, compost, dairy manure and limestone chips. BCR substrate composition was modified due to a shortage of available manure and limestone. The shortage of manure and limestone may have had a negative impact on treatment effectiveness in the BCRs. | Data not provided | Total metals data set is limited to only two sampling events (due to funding limitations). | U = under the detection limit. A range of values is shown to reflect multiple days with effluent below the detection limit.
Final Danny T Adit Treatability Study Year 1 Technical Memorandum, Barker-Hughesville Mining District Superfund Site Cascade and Judith Basin Counties, Montana | BARKER HUGHESVILLE MINING DISTRICT | MT6122307485 | N/A | N/A | BCR2 | Data not provided | Biochemical reactor (BCR) with SAPS pre-treatment (BCR2) | Passive | Biochemical reactor (BCR) | Pre-treatment | Danny T adit water | Y | BCR with pre-treatment | Batteries used to run metering pump, slurry mixer, and timer switch | Remote central Montana, southeast of Great Falls/no constraints noted | Pilot | June - September 2013 | Silver | Ag, dissolved | µg/L | N | N/A | 1 U | 1 U | Not Applicable | [9 empty] | Data not provided | Data not provided | Data not provided | Data not provided | Data not provided | Data not provided | Data not provided | Data not provided |  | Influent | 2.72–2.94 | 2.19–6.48 | mg/L | 15.19–25.14 | °C | Data not provided | N/A | Data not provided | N/A | 382.6–492.7 | mV | 1,332–3,394 | µS/cm | NA–43.7 | %DO | Data not provided | Data not provided | Data not provided | Data not provided | Data not provided | Data not provided | Data not provided | Data not provided | Data not provided | Data not provided | Data not provided | Data not provided | Substrate: sawdust, wood chips, compost, dairy manure and limestone chips. BCR substrate composition was modified due to a shortage of available manure and limestone. The shortage of manure and limestone may have had a negative impact on treatment effectiveness in the BCRs. | The number of sampling dates was reduced, resulting in less info to determine long-term treatment effectiveness. | Data not provided | U = under the detection limit. A range of values is shown to reflect multiple days with effluent below the detection limit.
Final Danny T Adit Treatability Study Year 1 Technical Memorandum, Barker-Hughesville Mining District Superfund Site Cascade and Judith Basin Counties, Montana | BARKER HUGHESVILLE MINING DISTRICT | MT6122307485 | N/A | N/A | BCR2 | Data not provided | Biochemical reactor (BCR) with SAPS pre-treatment (BCR2) | Passive | Biochemical reactor (BCR) | Pre-treatment | Danny T adit water | Y | BCR with pre-treatment | Batteries used to run metering pump, slurry mixer, and timer switch | Remote central Montana, southeast of Great Falls/no constraints noted | Pilot | June - September 2013 | Silver | Ag, total | µg/L | N | N/A |  |  |  | 1 U | 1 U | Not Applicable | [6 empty] | Data not provided | Data not provided | Data not provided | Data not provided | Data not provided | Data not provided | Data not provided | Data not provided |  | Influent | 2.81–2.85 | 2.19–2.41 | mg/L | 21.72–25.14 | °C | Data not provided | N/A | Data not provided | N/A | 382.6–490.9 | mV | 2,267–2,404 | µS/cm | 26–27.1 | %DO | Data not provided | Data not provided | Data not provided | Data not provided | Data not provided | Data not provided | Data not provided | Data not provided | Data not provided | Data not provided | Data not provided | Data not provided | Substrate: sawdust, wood chips, compost, dairy manure and limestone chips. BCR substrate composition was modified due to a shortage of available manure and limestone. The shortage of manure and limestone may have had a negative impact on treatment effectiveness in the BCRs. | Data not provided | Total metals data set is limited to only two sampling events (due to funding limitations). | U = under the detection limit. A range of values is shown to reflect multiple days with effluent below the detection limit.
Final Danny T Adit Treatability Study Year 1 Technical Memorandum, Barker-Hughesville Mining District Superfund Site Cascade and Judith Basin Counties, Montana | BARKER HUGHESVILLE MINING DISTRICT | MT6122307485 | N/A | N/A | BCR2 | Data not provided | Biochemical reactor (BCR) with SAPS pre-treatment (BCR2) | Passive | Biochemical reactor (BCR) | Pre-treatment | Danny T adit water | Y | BCR with pre-treatment | Batteries used to run metering pump, slurry mixer, and timer switch | Remote central Montana, southeast of Great Falls/no constraints noted | Pilot | June - September 2013 | Silver | Ag, dissolved | µg/L | N | N/A |  |  |  | 1 U | 1 U | Not Applicable | [6 empty] | Data not provided | Data not provided | Data not provided | Data not provided | Data not provided | Data not provided | Data not provided | Data not provided |  | Influent | 2.72–2.94 | 2.19–6.48 | mg/L | 15.19–25.14 | °C | Data not provided | N/A | Data not provided | N/A | 382.6–492.7 | mV | 1,332–3,394 | µS/cm | NA–43.7 | %DO | Data not provided | Data not provided | Data not provided | Data not provided | Data not provided | Data not provided | Data not provided | Data not provided | Data not provided | Data not provided | Data not provided | Data not provided | Substrate: sawdust, wood chips, compost, dairy manure and limestone chips. BCR substrate composition was modified due to a shortage of available manure and limestone. The shortage of manure and limestone may have had a negative impact on treatment effectiveness in the BCRs. | The number of sampling dates was reduced, resulting in less info to determine long-term treatment effectiveness. | Data not provided | U = under the detection limit. A range of values is shown to reflect multiple days with effluent below the detection limit.
Final Danny T Adit Treatability Study Year 1 Technical Memorandum, Barker-Hughesville Mining District Superfund Site Cascade and Judith Basin Counties, Montana | BARKER HUGHESVILLE MINING DISTRICT | MT6122307485 | N/A | N/A | BCR2 | Data not provided | Biochemical reactor (BCR) with SAPS pre-treatment (BCR2) | Passive | Biochemical reactor (BCR) | Pre-treatment | Danny T adit water | Y | BCR with pre-treatment | Batteries used to run metering pump, slurry mixer, and timer switch | Remote central Montana, southeast of Great Falls/no constraints noted | Pilot | June - September 2013 | Silver | Ag, total | µg/L | N | N/A | [6 empty] | 1 U | 1 U | Not Applicable |  |  |  | Data not provided | Data not provided | Data not provided | Data not provided | Data not provided | Data not provided | Data not provided | Data not provided |  | Effluent | 6.16–6.29 | 0.05–1.67 | mg/L | 17.76–20.2 | °C | Data not provided | N/A | Data not provided | N/A | (-)153.8–(-)28 | mV | 2,187–4,954 | µS/cm | NA–17.8 | %DO | Data not provided | Data not provided | Data not provided | Data not provided | Data not provided | Data not provided | Data not provided | Data not provided | Data not provided | Data not provided | Data not provided | Data not provided | Substrate: sawdust, wood chips, compost, dairy manure and limestone chips. BCR substrate composition was modified due to a shortage of available manure and limestone. The shortage of manure and limestone may have had a negative impact on treatment effectiveness in the BCRs. | Data not provided | Total metals data set is limited to only two sampling events (due to funding limitations).
Final Danny T Adit Treatability Study Year 1 Technical Memorandum, Barker-Hughesville Mining District Superfund Site Cascade and Judith Basin Counties, Montana | BARKER HUGHESVILLE MINING DISTRICT | MT6122307485 | N/A | N/A | BCR2 | Data not provided | Biochemical reactor (BCR) with SAPS pre-treatment (BCR2) | Passive | Biochemical reactor (BCR) | Pre-treatment | Danny T adit water | Y | BCR with pre-treatment | Batteries used to run metering pump, slurry mixer, and timer switch | Remote central Montana, southeast of Great Falls/no constraints noted | Pilot | June - September 2013 | Silver | Ag, dissolved | µg/L | N | N/A | [6 empty] | 1 U | 1 U | Not Applicable |  |  |  | Data not provided | Data not provided | Data not provided | Data not provided | Data not provided | Data not provided | Data not provided | Data not provided |  | Effluent | 5.91–6.32 | 0.05–8.52 | mg/L | 14.75–21.15 | °C | Data not provided | N/A | Data not provided | N/A | (-)153.8–19.4 | mV | 2,019–4,954 | µS/cm | NA–92.1 | %DO | Data not provided | Data not provided | Data not provided | Data not provided | Data not provided | Data not provided | Data not provided | Data not provided | Data not provided | Data not provided | Data not provided | Data not provided | Substrate: sawdust, wood chips, compost, dairy manure and limestone chips. BCR substrate composition was modified due to a shortage of available manure and limestone. The shortage of manure and limestone may have had a negative impact on treatment effectiveness in the BCRs. | The number of sampling dates was reduced, resulting in less info to determine long-term treatment effectiveness. | Data not provided
Final Danny T Adit Treatability Study Year 1 Technical Memorandum, Barker-Hughesville Mining District Superfund Site Cascade and Judith Basin Counties, Montana | BARKER HUGHESVILLE MINING DISTRICT | MT6122307485 | N/A | N/A | BCR2 | Data not provided | Biochemical reactor (BCR) with SAPS pre-treatment (BCR2) | Passive | Biochemical reactor (BCR) | Pre-treatment | Danny T adit water | Y | BCR with pre-treatment | Batteries used to run metering pump, slurry mixer, and timer switch | Remote central Montana, southeast of Great Falls/no constraints noted | Pilot | June - September 2013 | Silver | Ag, total | µg/L | N | N/A | [9 empty] | 1 U | 1 U | Not Applicable | Data not provided | Data not provided | Data not provided | Data not provided | Data not provided | Data not provided | Data not provided | Data not provided |  | Effluent | 6.16–6.29 | 0.05–1.67 | mg/L | 17.76–20.2 | °C | Data not provided | N/A | Data not provided | N/A | (-)153.8–(-)28 | mV | 2,187–4,954 | µS/cm | NA–17.8 | %DO | Data not provided | Data not provided | Data not provided | Data not provided | Data not provided | Data not provided | Data not provided | Data not provided | Data not provided | Data not provided | Data not provided | Data not provided | Substrate: sawdust, wood chips, compost, dairy manure and limestone chips. BCR substrate composition was modified due to a shortage of available manure and limestone. The shortage of manure and limestone may have had a negative impact on treatment effectiveness in the BCRs. | Data not provided | Total metals data set is limited to only two sampling events (due to funding limitations).
Final Danny T Adit Treatability Study Year 1 Technical Memorandum, Barker-Hughesville Mining District Superfund Site Cascade and Judith Basin Counties, Montana | BARKER HUGHESVILLE MINING DISTRICT | MT6122307485 | N/A | N/A | BCR2 | Data not provided | Biochemical reactor (BCR) with SAPS pre-treatment (BCR2) | Passive | Biochemical reactor (BCR) | Pre-treatment | Danny T adit water | Y | BCR with pre-treatment | Batteries used to run metering pump, slurry mixer, and timer switch | Remote central Montana, southeast of Great Falls/no constraints noted | Pilot | June - September 2013 | Silver | Ag, dissolved | µg/L | N | N/A | [9 empty] | 1 U | 1 U | Not Applicable | Data not provided | Data not provided | Data not provided | Data not provided | Data not provided | Data not provided | Data not provided | Data not provided |  | Effluent | 5.91–6.32 | 0.05–8.52 | mg/L | 14.75–21.15 | °C | Data not provided | N/A | Data not provided | N/A | (-)153.8–19.4 | mV | 2,019–4,954 | µS/cm | NA–92.1 | %DO | Data not provided | Data not provided | Data not provided | Data not provided | Data not provided | Data not provided | Data not provided | Data not provided | Data not provided | Data not provided | Data not provided | Data not provided | Substrate: sawdust, wood chips, compost, dairy manure and limestone chips. BCR substrate composition was modified due to a shortage of available manure and limestone. The shortage of manure and limestone may have had a negative impact on treatment effectiveness in the BCRs. | The number of sampling dates was reduced, resulting in less info to determine long-term treatment effectiveness. | Data not provided
Final Danny T Adit Treatability Study Year 1 Technical Memorandum, Barker-Hughesville Mining District Superfund Site Cascade and Judith Basin Counties, Montana | BARKER HUGHESVILLE MINING DISTRICT | MT6122307485 | N/A | N/A | BCR3 | Data not provided | Biochemical reactor (BCR) with CHIT pre-treatment (BCR3) | Passive | Biochemical reactor (BCR) | Pre-treatment | Danny T adit water | Y | BCR with pre-treatment | Batteries used to run metering pump, slurry mixer, and timer switch | Remote central Montana, southeast of Great Falls/no constraints noted | Pilot | June - September 2013 | Silver | Ag, total | µg/L | N | N/A | 1 U | 1 U | Not Applicable | [9 empty] | Data not provided | Data not provided | Data not provided | Data not provided | Data not provided | Data not provided | Data not provided | Data not provided |  | Influent | 2.81–2.85 | 2.19–2.41 | mg/L | 21.72–25.14 | °C | Data not provided | N/A | Data not provided | N/A | 382.6–490.9 | mV | 2,267–2,404 | µS/cm | 26–27.1 | %DO | Data not provided | Data not provided | Data not provided | Data not provided | Data not provided | Data not provided | Data not provided | Data not provided | Data not provided | Data not provided | The Chitorem/BCR3 treatment provided the best overall treatment performance for both metal removal and sustaining sulfate reducing conditions. | Data not provided | Substrate: sawdust, wood chips, compost, dairy manure and limestone chips. BCR substrate composition was modified due to a shortage of available manure and limestone. The shortage of manure and limestone may have had a negative impact on treatment effectiveness in the BCRs. | Data not provided | Total metals data set is limited to only two sampling events (due to funding limitations). | U = under the detection limit. A range of values is shown to reflect multiple days with effluent below the detection limit.
Final Danny T Adit Treatability Study Year 1 Technical Memorandum, Barker-Hughesville Mining District Superfund Site Cascade and Judith Basin Counties, Montana | BARKER HUGHESVILLE MINING DISTRICT | MT6122307485 | N/A | N/A | BCR3 | Data not provided | Biochemical reactor (BCR) with CHIT pre-treatment (BCR3) | Passive | Biochemical reactor (BCR) | Pre-treatment | Danny T adit water | Y | BCR with pre-treatment | Batteries used to run metering pump, slurry mixer, and timer switch | Remote central Montana, southeast of Great Falls/no constraints noted | Pilot | June - September 2013 | Silver | Ag, dissolved | µg/L | N | N/A | 1 U | 1 U | Not Applicable | [9 empty] | Data not provided | Data not provided | Data not provided | Data not provided | Data not provided | Data not provided | Data not provided | Data not provided |  | Influent | 2.72–2.94 | 2.19–6.48 | mg/L | 15.19–25.14 | °C | Data not provided | N/A | Data not provided | N/A | 382.6–492.7 | mV | 1,332–3,394 | µS/cm | NA–43.7 | %DO | Data not provided | Data not provided | Data not provided | Data not provided | Data not provided | Data not provided | Data not provided | Data not provided | Data not provided | Data not provided | The Chitorem/BCR3 treatment provided the best overall treatment performance for both metal removal and sustaining sulfate reducing conditions. | Data not provided | Substrate: sawdust, wood chips, compost, dairy manure and limestone chips. BCR substrate composition was modified due to a shortage of available manure and limestone. The shortage of manure and limestone may have had a negative impact on treatment effectiveness in the BCRs. | The number of sampling dates was reduced, resulting in less info to determine long-term treatment effectiveness. | Data not provided | U = under the detection limit. A range of values is shown to reflect multiple days with effluent below the detection limit.
Final Danny T Adit Treatability Study Year 1 Technical Memorandum, Barker-Hughesville Mining District Superfund Site Cascade and Judith Basin Counties, Montana | BARKER HUGHESVILLE MINING DISTRICT | MT6122307485 | N/A | N/A | BCR3 | Data not provided | Biochemical reactor (BCR) with CHIT pre-treatment (BCR3) | Passive | Biochemical reactor (BCR) | Pre-treatment | Danny T adit water | Y | BCR with pre-treatment | Batteries used to run metering pump, slurry mixer, and timer switch | Remote central Montana, southeast of Great Falls/no constraints noted | Pilot | June - September 2013 | Silver | Ag, total | µg/L | N | N/A |  |  |  | 1 U | 1 U | Not Applicable | [6 empty] | Data not provided | Data not provided | Data not provided | Data not provided | Data not provided | Data not provided | Data not provided | Data not provided |  | Influent | 2.81–2.85 | 2.19–2.41 | mg/L | 21.72–25.14 | °C | Data not provided | N/A | Data not provided | N/A | 382.6–490.9 | mV | 2,267–2,404 | µS/cm | 26–27.1 | %DO | Data not provided | Data not provided | Data not provided | Data not provided | Data not provided | Data not provided | Data not provided | Data not provided | Data not provided | Data not provided | The Chitorem/BCR3 treatment provided the best overall treatment performance for both metal removal and sustaining sulfate reducing conditions. | Data not provided | Substrate: sawdust, wood chips, compost, dairy manure and limestone chips. BCR substrate composition was modified due to a shortage of available manure and limestone. The shortage of manure and limestone may have had a negative impact on treatment effectiveness in the BCRs. | Data not provided | Total metals data set is limited to only two sampling events (due to funding limitations). | U = under the detection limit. A range of values is shown to reflect multiple days with effluent below the detection limit.
Final Danny T Adit Treatability Study Year 1 Technical Memorandum, Barker-Hughesville Mining District Superfund Site Cascade and Judith Basin Counties, Montana | BARKER HUGHESVILLE MINING DISTRICT | MT6122307485 | N/A | N/A | BCR3 | Data not provided | Biochemical reactor (BCR) with CHIT pre-treatment (BCR3) | Passive | Biochemical reactor (BCR) | Pre-treatment | Danny T adit water | Y | BCR with pre-treatment | Batteries used to run metering pump, slurry mixer, and timer switch | Remote central Montana, southeast of Great Falls/no constraints noted | Pilot | June - September 2013 | Silver | Ag, dissolved | µg/L | N | N/A |  |  |  | 1 U | 1 U | Not Applicable | [6 empty] | Data not provided | Data not provided | Data not provided | Data not provided | Data not provided | Data not provided | Data not provided | Data not provided |  | Influent | 2.72–2.94 | 2.19–6.48 | mg/L | 15.19–25.14 | °C | Data not provided | N/A | Data not provided | N/A | 382.6–492.7 | mV | 1,332–3,394 | µS/cm | NA–43.7 | %DO | Data not provided | Data not provided | Data not provided | Data not provided | Data not provided | Data not provided | Data not provided | Data not provided | Data not provided | Data not provided | The Chitorem/BCR3 treatment provided the best overall treatment performance for both metal removal and sustaining sulfate reducing conditions. | Data not provided | Substrate: sawdust, wood chips, compost, dairy manure and limestone chips. BCR substrate composition was modified due to a shortage of available manure and limestone. The shortage of manure and limestone may have had a negative impact on treatment effectiveness in the BCRs. | The number of sampling dates was reduced, resulting in less info to determine long-term treatment effectiveness. | Data not provided | U = under the detection limit. A range of values is shown to reflect multiple days with effluent below the detection limit.
Final Danny T Adit Treatability Study Year 1 Technical Memorandum, Barker-Hughesville Mining District Superfund Site Cascade and Judith Basin Counties, Montana | BARKER HUGHESVILLE MINING DISTRICT | MT6122307485 | N/A | N/A | BCR3 | Data not provided | Biochemical reactor (BCR) with CHIT pre-treatment (BCR3) | Passive | Biochemical reactor (BCR) | Pre-treatment | Danny T adit water | Y | BCR with pre-treatment | Batteries used to run metering pump, slurry mixer, and timer switch | Remote central Montana, southeast of Great Falls/no constraints noted | Pilot | June - September 2013 | Silver | Ag, total | µg/L | N | N/A | [6 empty] | 1 U | 1 U | Not Applicable |  |  |  | Data not provided | Data not provided | Data not provided | Data not provided | Data not provided | Data not provided | Data not provided | Data not provided |  | Effluent | 6.17 | 0.04–4.34 | mg/L | 17.84–19.65 | °C | Data not provided | N/A | Data not provided | N/A | (-)274.4–(-)152.5 | mV | 5,154–8,162 | µS/cm | NA–46.4 | %DO | Data not provided | Data not provided | Data not provided | Data not provided | Data not provided | Data not provided | Data not provided | Data not provided | Data not provided | Data not provided | The Chitorem/BCR3 treatment provided the best overall treatment performance for both metal removal and sustaining sulfate reducing conditions. | Data not provided | Substrate: sawdust, wood chips, compost, dairy manure and limestone chips. BCR substrate composition was modified due to a shortage of available manure and limestone. The shortage of manure and limestone may have had a negative impact on treatment effectiveness in the BCRs. | Data not provided | Total metals data set is limited to only two sampling events (due to funding limitations).
Final Danny T Adit Treatability Study Year 1 Technical Memorandum, Barker-Hughesville Mining District Superfund Site Cascade and Judith Basin Counties, Montana | BARKER HUGHESVILLE MINING DISTRICT | MT6122307485 | N/A | N/A | BCR3 | Data not provided | Biochemical reactor (BCR) with CHIT pre-treatment (BCR3) | Passive | Biochemical reactor (BCR) | Pre-treatment | Danny T adit water | Y | BCR with pre-treatment | Batteries used to run metering pump, slurry mixer, and timer switch | Remote central Montana, southeast of Great Falls/no constraints noted | Pilot | June - September 2013 | Silver | Ag, dissolved | µg/L | N | N/A | [6 empty] | 1 U | 1 U | Not Applicable |  |  |  | Data not provided | Data not provided | Data not provided | Data not provided | Data not provided | Data not provided | Data not provided | Data not provided |  | Effluent | 6.17–6.81 | 0.04–4.34 | mg/L | 14.5–20.21 | °C | Data not provided | N/A | Data not provided | N/A | (-)325.7–(-)152.5 | mV | 5,154–8,162 | µS/cm | NA–46.4 | %DO | Data not provided | Data not provided | Data not provided | Data not provided | Data not provided | Data not provided | Data not provided | Data not provided | Data not provided | Data not provided | The Chitorem/BCR3 treatment provided the best overall treatment performance for both metal removal and sustaining sulfate reducing conditions. | Data not provided | Substrate: sawdust, wood chips, compost, dairy manure and limestone chips. BCR substrate composition was modified due to a shortage of available manure and limestone. The shortage of manure and limestone may have had a negative impact on treatment effectiveness in the BCRs. | The number of sampling dates was reduced, resulting in less info to determine long-term treatment effectiveness. | Data not provided
Final Danny T Adit Treatability Study Year 1 Technical Memorandum, Barker-Hughesville Mining District Superfund Site Cascade and Judith Basin Counties, Montana | BARKER HUGHESVILLE MINING DISTRICT | MT6122307485 | N/A | N/A | BCR3 | Data not provided | Biochemical reactor (BCR) with CHIT pre-treatment (BCR3) | Passive | Biochemical reactor (BCR) | Pre-treatment | Danny T adit water | Y | BCR with pre-treatment | Batteries used to run metering pump, slurry mixer, and timer switch | Remote central Montana, southeast of Great Falls/no constraints noted | Pilot | June - September 2013 | Silver | Ag, total | µg/L | N | N/A | [9 empty] | 1 U | 1 U | Not Applicable | Data not provided | Data not provided | Data not provided | Data not provided | Data not provided | Data not provided | Data not provided | Data not provided |  | Effluent | 6.17 | 0.04–4.34 | mg/L | 17.84–19.65 | °C | Data not provided | N/A | Data not provided | N/A | (-)274.4–(-)152.5 | mV | 5,154–8,162 | µS/cm | NA–46.4 | %DO | Data not provided | Data not provided | Data not provided | Data not provided | Data not provided | Data not provided | Data not provided | Data not provided | Data not provided | Data not provided | The Chitorem/BCR3 treatment provided the best overall treatment performance for both metal removal and sustaining sulfate reducing conditions. | Data not provided | Substrate: sawdust, wood chips, compost, dairy manure and limestone chips. BCR substrate composition was modified due to a shortage of available manure and limestone. The shortage of manure and limestone may have had a negative impact on treatment effectiveness in the BCRs. | Data not provided | Total metals data set is limited to only two sampling events (due to funding limitations).
Final Danny T Adit Treatability Study Year 1 Technical Memorandum, Barker-Hughesville Mining District Superfund Site Cascade and Judith Basin Counties, Montana | BARKER HUGHESVILLE MINING DISTRICT | MT6122307485 | N/A | N/A | BCR3 | Data not provided | Biochemical reactor (BCR) with CHIT pre-treatment (BCR3) | Passive | Biochemical reactor (BCR) | Pre-treatment | Danny T adit water | Y | BCR with pre-treatment | Batteries used to run metering pump, slurry mixer, and timer switch | Remote central Montana, southeast of Great Falls/no constraints noted | Pilot | June - September 2013 | Silver | Ag, dissolved | µg/L | N | N/A | [9 empty] | 1 U | 1 U | Not Applicable | Data not provided | Data not provided | Data not provided | Data not provided | Data not provided | Data not provided | Data not provided | Data not provided |  | Effluent | 6.17–6.81 | 0.04–4.34 | mg/L | 14.5–20.21 | °C | Data not provided | N/A | Data not provided | N/A | (-)325.7–(-)152.5 | mV | 5,154–8,162 | µS/cm | NA–46.4 | %DO | Data not provided | Data not provided | Data not provided | Data not provided | Data not provided | Data not provided | Data not provided | Data not provided | Data not provided | Data not provided | The Chitorem/BCR3 treatment provided the best overall treatment performance for both metal removal and sustaining sulfate reducing conditions. | Data not provided | Substrate: sawdust, wood chips, compost, dairy manure and limestone chips. BCR substrate composition was modified due to a shortage of available manure and limestone. The shortage of manure and limestone may have had a negative impact on treatment effectiveness in the BCRs. | The number of sampling dates was reduced, resulting in less info to determine long-term treatment effectiveness. | Data not provided
Final Danny T Adit Treatability Study Year 1 Technical Memorandum, Barker-Hughesville Mining District Superfund Site Cascade and Judith Basin Counties, Montana | BARKER HUGHESVILLE MINING DISTRICT | MT6122307485 | N/A | N/A | BCR4 | Data not provided | Biochemical reactor (BCR) with Mg(OH)2 pre-treatment (BCR4) | Passive | Biochemical reactor (BCR) | Pre-treatment | Danny T adit water | Y | BCR with pre-treatment | Batteries used to run metering pump, slurry mixer, and timer switch | Remote central Montana, southeast of Great Falls/no constraints noted | Pilot | June - September 2013 | Silver | Ag, total | µg/L | N | N/A | 1 U | 1 U | Not Applicable | [9 empty] | Data not provided | Data not provided | Data not provided | Data not provided | Data not provided | Data not provided | Data not provided | Data not provided |  | Influent | 2.81–2.85 | 2.19–2.41 | mg/L | 21.72–25.14 | °C | Data not provided | N/A | Data not provided | N/A | 382.6–490.9 | mV | 2,267–2,404 | µS/cm | 26–27.1 | %DO | Data not provided | Data not provided | Data not provided | Data not provided | Data not provided | Data not provided | Data not provided | Data not provided | Data not provided | Data not provided | Data not provided | Data not provided | Substrate: sawdust, wood chips, compost, dairy manure and limestone chips. BCR substrate composition was modified due to a shortage of available manure and limestone. The shortage of manure and limestone may have had a negative impact on treatment effectiveness in the BCRs. | Data not provided | Total metals data set is limited to only two sampling events (due to funding limitations). | U = under the detection limit. A range of values is shown to reflect multiple days with effluent below the detection limit.
Final Danny T Adit Treatability Study Year 1 Technical Memorandum, Barker-Hughesville Mining District Superfund Site Cascade and Judith Basin Counties, Montana | BARKER HUGHESVILLE MINING DISTRICT | MT6122307485 | N/A | N/A | BCR4 | Data not provided | Biochemical reactor (BCR) with Mg(OH)2 pre-treatment (BCR4) | Passive | Biochemical reactor (BCR) | Pre-treatment | Danny T adit water | Y | BCR with pre-treatment | Batteries used to run metering pump, slurry mixer, and timer switch | Remote central Montana, southeast of Great Falls/no constraints noted | Pilot | June - September 2013 | Silver | Ag, dissolved | µg/L | N | N/A | 1 U | 1 U | Not Applicable | [9 empty] | Data not provided | Data not provided | Data not provided | Data not provided | Data not provided | Data not provided | Data not provided | Data not provided |  | Influent | 2.72–2.94 | 2.19–6.48 | mg/L | 15.19–25.14 | °C | Data not provided | N/A | Data not provided | N/A | 382.6–492.7 | mV | 1,332–3,394 | µS/cm | NA–43.7 | %DO | Data not provided | Data not provided | Data not provided | Data not provided | Data not provided | Data not provided | Data not provided | Data not provided | Data not provided | Data not provided | Data not provided | Data not provided | Substrate: sawdust, wood chips, compost, dairy manure and limestone chips. BCR substrate composition was modified due to a shortage of available manure and limestone. The shortage of manure and limestone may have had a negative impact on treatment effectiveness in the BCRs. | The number of sampling dates was reduced, resulting in less info to determine long-term treatment effectiveness. | Data not provided | U = under the detection limit. A range of values is shown to reflect multiple days with effluent below the detection limit.
Final Danny T Adit Treatability Study Year 1 Technical Memorandum, Barker-Hughesville Mining District Superfund Site Cascade and Judith Basin Counties, Montana | BARKER HUGHESVILLE MINING DISTRICT | MT6122307485 | N/A | N/A | BCR4 | Data not provided | Biochemical reactor (BCR) with Mg(OH)2 pre-treatment (BCR4) | Passive | Biochemical reactor (BCR) | Pre-treatment | Danny T adit water | Y | BCR with pre-treatment | Batteries used to run metering pump, slurry mixer, and timer switch | Remote central Montana, southeast of Great Falls/no constraints noted | Pilot | June - September 2013 | Silver | Ag, total | µg/L | N | N/A |  |  |  | 1 U | 1 U | Not Applicable | [6 empty] | Data not provided | Data not provided | Data not provided | Data not provided | Data not provided | Data not provided | Data not provided | Data not provided |  | Influent | 2.81–2.85 | 2.19–2.41 | mg/L | 21.72–25.14 | °C | Data not provided | N/A | Data not provided | N/A | 382.6–490.9 | mV | 2,267–2,404 | µS/cm | 26–27.1 | %DO | Data not provided | Data not provided | Data not provided | Data not provided | Data not provided | Data not provided | Data not provided | Data not provided | Data not provided | Data not provided | Data not provided | Data not provided | Substrate: sawdust, wood chips, compost, dairy manure and limestone chips. BCR substrate composition was modified due to a shortage of available manure and limestone. The shortage of manure and limestone may have had a negative impact on treatment effectiveness in the BCRs. | Data not provided | Total metals data set is limited to only two sampling events (due to funding limitations). | U = under the detection limit. A range of values is shown to reflect multiple days with effluent below the detection limit.
Final Danny T Adit Treatability Study Year 1 Technical Memorandum, Barker-Hughesville Mining District Superfund Site Cascade and Judith Basin Counties, Montana | BARKER HUGHESVILLE MINING DISTRICT | MT6122307485 | N/A | N/A | BCR4 | Data not provided | Biochemical reactor (BCR) with Mg(OH)2 pre-treatment (BCR4) | Passive | Biochemical reactor (BCR) | Pre-treatment | Danny T adit water | Y | BCR with pre-treatment | Batteries used to run metering pump, slurry mixer, and timer switch | Remote central Montana, southeast of Great Falls/no constraints noted | Pilot | June - September 2013 | Silver | Ag, dissolved | µg/L | N | N/A |  |  |  | 1 U | 1 U | Not Applicable | [6 empty] | Data not provided | Data not provided | Data not provided | Data not provided | Data not provided | Data not provided | Data not provided | Data not provided |  | Influent | 2.72–2.94 | 2.19–6.48 | mg/L | 15.19–25.14 | °C | Data not provided | N/A | Data not provided | N/A | 382.6–492.7 | mV | 1,332–3,394 | µS/cm | NA–43.7 | %DO | Data not provided | Data not provided | Data not provided | Data not provided | Data not provided | Data not provided | Data not provided | Data not provided | Data not provided | Data not provided | Data not provided | Data not provided | Substrate: sawdust, wood chips, compost, dairy manure and limestone chips. BCR substrate composition was modified due to a shortage of available manure and limestone. The shortage of manure and limestone may have had a negative impact on treatment effectiveness in the BCRs. | The number of sampling dates was reduced, resulting in less info to determine long-term treatment effectiveness. | Data not provided | U = under the detection limit. A range of values is shown to reflect multiple days with effluent below the detection limit.
Final Danny T Adit Treatability Study Year 1 Technical Memorandum, Barker-Hughesville Mining District Superfund Site Cascade and Judith Basin Counties, Montana | BARKER HUGHESVILLE MINING DISTRICT | MT6122307485 | N/A | N/A | BCR4 | Data not provided | Biochemical reactor (BCR) with Mg(OH)2 pre-treatment (BCR4) | Passive | Biochemical reactor (BCR) | Pre-treatment | Danny T adit water | Y | BCR with pre-treatment | Batteries used to run metering pump, slurry mixer, and timer switch | Remote central Montana, southeast of Great Falls/no constraints noted | Pilot | June - September 2013 | Silver | Ag, total | µg/L | N | N/A | [6 empty] | 1 U | 1 U | Not Applicable |  |  |  | Data not provided | Data not provided | Data not provided | Data not provided | Data not provided | Data not provided | Data not provided | Data not provided |  | Effluent | 6.25–6.36 | 0.02–2.47 | mg/L | 17.95–20.16 | °C | Data not provided | N/A | Data not provided | N/A | (-)144.8–(-)30.2 | mV | 1,101–4,001 | µS/cm | NA–26.3 | %DO | Data not provided | Data not provided | Data not provided | Data not provided | Data not provided | Data not provided | Data not provided | Data not provided | Data not provided | Data not provided | Data not provided | Data not provided | Substrate: sawdust, wood chips, compost, dairy manure and limestone chips. BCR substrate composition was modified due to a shortage of available manure and limestone. The shortage of manure and limestone may have had a negative impact on treatment effectiveness in the BCRs. | Data not provided | Total metals data set is limited to only two sampling events (due to funding limitations).
Final Danny T Adit Treatability Study Year 1 Technical Memorandum, Barker-Hughesville Mining District Superfund Site Cascade and Judith Basin Counties, Montana | BARKER HUGHESVILLE MINING DISTRICT | MT6122307485 | N/A | N/A | BCR4 | Data not provided | Biochemical reactor (BCR) with Mg(OH)2 pre-treatment (BCR4) | Passive | Biochemical reactor (BCR) | Pre-treatment | Danny T adit water | Y | BCR with pre-treatment | Batteries used to run metering pump, slurry mixer, and timer switch | Remote central Montana, southeast of Great Falls/no constraints noted | Pilot | June - September 2013 | Silver | Ag, dissolved | µg/L | N | N/A | [6 empty] | 1 U | 1 U | Not Applicable |  |  |  | Data not provided | Data not provided | Data not provided | Data not provided | Data not provided | Data not provided | Data not provided | Data not provided |  | Effluent | 6.25–7.02 | 0.02–4.35 | mg/L | 16.20–20.33 | °C | Data not provided | N/A | Data not provided | N/A | (-)171.3–(-)30.2 | mV | 1,101–4,001 | µS/cm | NA–45.8 | %DO | Data not provided | Data not provided | Data not provided | Data not provided | Data not provided | Data not provided | Data not provided | Data not provided | Data not provided | Data not provided | Data not provided | Data not provided | Substrate: sawdust, wood chips, compost, dairy manure and limestone chips. BCR substrate composition was modified due to a shortage of available manure and limestone. The shortage of manure and limestone may have had a negative impact on treatment effectiveness in the BCRs. | The number of sampling dates was reduced, resulting in less info to determine long-term treatment effectiveness. | Data not provided
Final Danny T Adit Treatability Study Year 1 Technical Memorandum, Barker-Hughesville Mining District Superfund Site Cascade and Judith Basin Counties, Montana | BARKER HUGHESVILLE MINING DISTRICT | MT6122307485 | N/A | N/A | BCR4 | Data not provided | Biochemical reactor (BCR) with Mg(OH)2 pre-treatment (BCR4) | Passive | Biochemical reactor (BCR) | Pre-treatment | Danny T adit water | Y | BCR with pre-treatment | Batteries used to run metering pump, slurry mixer, and timer switch | Remote central Montana, southeast of Great Falls/no constraints noted | Pilot | June - September 2013 | Silver | Ag, total | µg/L | N | N/A | [9 empty] | 1 U | 1 U | Not Applicable | Data not provided | Data not provided | Data not provided | Data not provided | Data not provided | Data not provided | Data not provided | Data not provided |  | Effluent | 6.25–6.36 | 0.02–2.47 | mg/L | 17.95–20.16 | °C | Data not provided | N/A | Data not provided | N/A | (-)144.8–(-)30.2 | mV | 1,101–4,001 | µS/cm | NA–26.3 | %DO | Data not provided | Data not provided | Data not provided | Data not provided | Data not provided | Data not provided | Data not provided | Data not provided | Data not provided | Data not provided | Data not provided | Data not provided | Substrate: sawdust, wood chips, compost, dairy manure and limestone chips. BCR substrate composition was modified due to a shortage of available manure and limestone. The shortage of manure and limestone may have had a negative impact on treatment effectiveness in the BCRs. | Data not provided | Total metals data set is limited to only two sampling events (due to funding limitations).
Final Danny T Adit Treatability Study Year 1 Technical Memorandum, Barker-Hughesville Mining District Superfund Site Cascade and Judith Basin Counties, Montana | BARKER HUGHESVILLE MINING DISTRICT | MT6122307485 | N/A | N/A | BCR4 | Data not provided | Biochemical reactor (BCR) with Mg(OH)2 pre-treatment (BCR4) | Passive | Biochemical reactor (BCR) | Pre-treatment | Danny T adit water | Y | BCR with pre-treatment | Batteries used to run metering pump, slurry mixer, and timer switch | Remote central Montana, southeast of Great Falls/no constraints noted | Pilot | June - September 2013 | Silver | Ag, dissolved | µg/L | N | N/A | [9 empty] | 1 U | 1 U | Not Applicable | Data not provided | Data not provided | Data not provided | Data not provided | Data not provided | Data not provided | Data not provided | Data not provided |  | Effluent | 6.25–7.02 | 0.02–4.35 | mg/L | 16.20–20.33 | °C | Data not provided | N/A | Data not provided | N/A | (-)171.3–(-)30.2 | mV | 1,101–4,001 | µS/cm | NA–45.8 | %DO | Data not provided | Data not provided | Data not provided | Data not provided | Data not provided | Data not provided | Data not provided | Data not provided | Data not provided | Data not provided | Data not provided | Data not provided | Substrate: sawdust, wood chips, compost, dairy manure and limestone chips. BCR substrate composition was modified due to a shortage of available manure and limestone. The shortage of manure and limestone may have had a negative impact on treatment effectiveness in the BCRs. | The number of sampling dates was reduced, resulting in less info to determine long-term treatment effectiveness. | Data not provided
Final Danny T Adit Treatability Study Year 1 Technical Memorandum, Barker-Hughesville Mining District Superfund Site Cascade and Judith Basin Counties, Montana | BARKER HUGHESVILLE MINING DISTRICT | MT6122307485 | N/A | N/A | CHIT | Data not provided | Chitorem pre-treatment (CHIT) | Passive | Chitorem® | Pre-treatment | Danny T adit water | Y | Pre-treatment | Batteries used to run metering pump, slurry mixer, and timer switch | Remote central Montana, southeast of Great Falls/no constraints noted | Pilot | June - September 2013 | Silver | Ag, total | µg/L | N | N/A | 1 U | 1 U | Not Applicable | [9 empty] | Data not provided | Data not provided | Data not provided | Data not provided | Data not provided | Data not provided | Data not provided | Data not provided |  | Influent | 2.81–2.85 | 2.19–2.41 | mg/L | 21.72–25.14 | °C | Data not provided | N/A | Data not provided | N/A | 382.6–490.9 | mV | 2,267–2,404 | µS/cm | 26–27.1 | %DO | Data not provided | Data not provided | Data not provided | Data not provided | Data not provided | Data not provided | Data not provided | Data not provided | Data not provided | Data not provided | The Chitorem/BCR3 treatment provided the best overall treatment performance for both metal removal and sustaining sulfate reducing conditions. | Data not provided | Chitorem is a proprietary material that contains calcium carbonate, protein, and chitin (crab shell). Also contains its own bacteria - material breaks down and produces carbonates (adds alkalinity). | The Chitorem substrate composition was modified by adding pea gravel to increase permeability. | Total metals data set is limited to only two sampling events (due to funding limitations). | U = under the detection limit. A range of values is shown to reflect multiple days with effluent below the detection limit.
Final Danny T Adit Treatability Study Year 1 Technical Memorandum, Barker-Hughesville Mining District Superfund Site Cascade and Judith Basin Counties, Montana | BARKER HUGHESVILLE MINING DISTRICT | MT6122307485 | N/A | N/A | CHIT | Data not provided | Chitorem pre-treatment (CHIT) | Passive | Chitorem® | Pre-treatment | Danny T adit water | Y | Pre-treatment | Batteries used to run metering pump, slurry mixer, and timer switch | Remote central Montana, southeast of Great Falls/no constraints noted | Pilot | June - September 2013 | Silver | Ag, dissolved | µg/L | N | N/A | 1 U | 1 U | Not Applicable | [9 empty] | Data not provided | Data not provided | Data not provided | Data not provided | Data not provided | Data not provided | Data not provided | Data not provided |  | Influent | 2.72–2.94 | 2.19–6.48 | mg/L | 15.19–25.14 | °C | Data not provided | N/A | Data not provided | N/A | 382.6–492.7 | mV | 1,332–3,394 | µS/cm | NA–43.7 | %DO | Data not provided | Data not provided | Data not provided | Data not provided | Data not provided | Data not provided | Data not provided | Data not provided | Data not provided | Data not provided | The Chitorem/BCR3 treatment provided the best overall treatment performance for both metal removal and sustaining sulfate reducing conditions. | Data not provided | Chitorem is a proprietary material that contains calcium carbonate, protein, and chitin (crab shell). Also contains its own bacteria - material breaks down and produces carbonates (adds alkalinity). | The Chitorem substrate composition was modified by adding pea gravel to increase permeability. The number of sampling dates was reduced, resulting in less info to determine long-term treatment effectiveness. | Data not provided | U = under the detection limit. A range of values is shown to reflect multiple days with effluent below the detection limit.
Final Danny T Adit Treatability Study Year 1 Technical Memorandum, Barker-Hughesville Mining District Superfund Site Cascade and Judith Basin Counties, Montana | BARKER HUGHESVILLE MINING DISTRICT | MT6122307485 | N/A | N/A | CHIT | Data not provided | Chitorem pre-treatment (CHIT) | Passive | Chitorem® | Pre-treatment | Danny T adit water | Y | Pre-treatment | Batteries used to run metering pump, slurry mixer, and timer switch | Remote central Montana, southeast of Great Falls/no constraints noted | Pilot | June - September 2013 | Silver | Ag, total | µg/L | N | N/A |  |  |  | 1 U | 1 U | Not Applicable | [6 empty] | Data not provided | Data not provided | Data not provided | Data not provided | Data not provided | Data not provided | Data not provided | Data not provided |  | Influent | 2.81–2.85 | 2.19–2.41 | mg/L | 21.72–25.14 | °C | Data not provided | N/A | Data not provided | N/A | 382.6–490.9 | mV | 2,267–2,404 | µS/cm | 26–27.1 | %DO | Data not provided | Data not provided | Data not provided | Data not provided | Data not provided | Data not provided | Data not provided | Data not provided | Data not provided | Data not provided | The Chitorem/BCR3 treatment provided the best overall treatment performance for both metal removal and sustaining sulfate reducing conditions. | Data not provided | Chitorem is a proprietary material that contains calcium carbonate, protein, and chitin (crab shell). Also contains its own bacteria - material breaks down and produces carbonates (adds alkalinity). | The Chitorem substrate composition was modified by adding pea gravel to increase permeability. | Total metals data set is limited to only two sampling events (due to funding limitations). | U = under the detection limit. A range of values is shown to reflect multiple days with effluent below the detection limit.
Final Danny T Adit Treatability Study Year 1 Technical Memorandum, Barker-Hughesville Mining District Superfund Site Cascade and Judith Basin Counties, Montana | BARKER HUGHESVILLE MINING DISTRICT | MT6122307485 | N/A | N/A | CHIT | Data not provided | Chitorem pre-treatment (CHIT) | Passive | Chitorem® | Pre-treatment | Danny T adit water | Y | Pre-treatment | Batteries used to run metering pump, slurry mixer, and timer switch | Remote central Montana, southeast of Great Falls/no constraints noted | Pilot | June - September 2013 | Silver | Ag, dissolved | µg/L | N | N/A |  |  |  | 1 U | 1 U | Not Applicable | [6 empty] | Data not provided | Data not provided | Data not provided | Data not provided | Data not provided | Data not provided | Data not provided | Data not provided |  | Influent | 2.72–2.94 | 2.19–6.48 | mg/L | 15.19–25.14 | °C | Data not provided | N/A | Data not provided | N/A | 382.6–492.7 | mV | 1,332–3,394 | µS/cm | NA–43.7 | %DO | Data not provided | Data not provided | Data not provided | Data not provided | Data not provided | Data not provided | Data not provided | Data not provided | Data not provided | Data not provided | The Chitorem/BCR3 treatment provided the best overall treatment performance for both metal removal and sustaining sulfate reducing conditions. | Data not provided | Chitorem is a proprietary material that contains calcium carbonate, protein, and chitin (crab shell). Also contains its own bacteria - material breaks down and produces carbonates (adds alkalinity). | The Chitorem substrate composition was modified by adding pea gravel to increase permeability. The number of sampling dates was reduced, resulting in less info to determine long-term treatment effectiveness. | Data not provided | U = under the detection limit. A range of values is shown to reflect multiple days with effluent below the detection limit.
Final Danny T Adit Treatability Study Year 1 Technical Memorandum, Barker-Hughesville Mining District Superfund Site Cascade and Judith Basin Counties, Montana | BARKER HUGHESVILLE MINING DISTRICT | MT6122307485 | N/A | N/A | CHIT | Data not provided | Chitorem pre-treatment (CHIT) | Passive | Chitorem® | Pre-treatment | Danny T adit water | Y | Pre-treatment | Batteries used to run metering pump, slurry mixer, and timer switch | Remote central Montana, southeast of Great Falls/no constraints noted | Pilot | June - September 2013 | Silver | Ag, total | µg/L | N | N/A | [6 empty] | 1 U | 1 U | Not Applicable |  |  |  | Data not provided | Data not provided | Data not provided | Data not provided | Data not provided | Data not provided | Data not provided | Data not provided |  | Effluent | 6.07–6.65 | 0.05–3.08 | mg/L | 16.95–21.52 | °C | Data not provided | N/A | Data not provided | N/A | (-)206.8–(-)184.7 | mV | 2,941–60,571 | µS/cm | NA–31.9 | %DO | Data not provided | Data not provided | Data not provided | Data not provided | Data not provided | Data not provided | Data not provided | Data not provided | Data not provided | Data not provided | The Chitorem/BCR3 treatment provided the best overall treatment performance for both metal removal and sustaining sulfate reducing conditions. | Data not provided | Chitorem is a proprietary material that contains calcium carbonate, protein, and chitin (crab shell). Also contains its own bacteria - material breaks down and produces carbonates (adds alkalinity). | The Chitorem substrate composition was modified by adding pea gravel to increase permeability. | Total metals data set is limited to only two sampling events (due to funding limitations).
Final Danny T Adit Treatability Study Year 1 Technical Memorandum, Barker-Hughesville Mining District Superfund Site Cascade and Judith Basin Counties, Montana | BARKER HUGHESVILLE MINING DISTRICT | MT6122307485 | N/A | N/A | CHIT | Data not provided | Chitorem pre-treatment (CHIT) | Passive | Chitorem® | Pre-treatment | Danny T adit water | Y | Pre-treatment | Batteries used to run metering pump, slurry mixer, and timer switch | Remote central Montana, southeast of Great Falls/no constraints noted | Pilot | June - September 2013 | Silver | Ag, dissolved | µg/L | N | N/A | [6 empty] | 1 U | 1 U | Not Applicable |  |  |  | Data not provided | Data not provided | Data not provided | Data not provided | Data not provided | Data not provided | Data not provided | Data not provided |  | Effluent | 6.07–6.83 | 0.05–3.94 | mg/L | 13.52–21.52 | °C | Data not provided | N/A | Data not provided | N/A | (-)249.8–(-)57.3 | mV | 2,941–60,571 | µS/cm | NA–46.4 | %DO | Data not provided | Data not provided | Data not provided | Data not provided | Data not provided | Data not provided | Data not provided | Data not provided | Data not provided | Data not provided | The Chitorem/BCR3 treatment provided the best overall treatment performance for both metal removal and sustaining sulfate reducing conditions. | Data not provided | Chitorem is a proprietary material that contains calcium carbonate, protein, and chitin (crab shell). Also contains its own bacteria - material breaks down and produces carbonates (adds alkalinity). | The Chitorem substrate composition was modified by adding pea gravel to increase permeability. The number of sampling dates was reduced, resulting in less info to determine long-term treatment effectiveness. | Data not provided
Final Danny T Adit Treatability Study Year 1 Technical Memorandum, Barker-Hughesville Mining District Superfund Site Cascade and Judith Basin Counties, Montana | BARKER HUGHESVILLE MINING DISTRICT | MT6122307485 | N/A | N/A | CHIT | Data not provided | Chitorem pre-treatment (CHIT) | Passive | Chitorem® | Pre-treatment | Danny T adit water | Y | Pre-treatment | Batteries used to run metering pump, slurry mixer, and timer switch | Remote central Montana, southeast of Great Falls/no constraints noted | Pilot | June - September 2013 | Silver | Ag, total | µg/L | N | N/A | [9 empty] | 1 U | 1 U | Not Applicable | Data not provided | Data not provided | Data not provided | Data not provided | Data not provided | Data not provided | Data not provided | Data not provided |  | Effluent | 6.07–6.65 | 0.05–3.08 | mg/L | 16.95–21.52 | °C | Data not provided | N/A | Data not provided | N/A | (-)206.8–(-)184.7 | mV | 2,941–60,571 | µS/cm | NA–31.9 | %DO | Data not provided | Data not provided | Data not provided | Data not provided | Data not provided | Data not provided | Data not provided | Data not provided | Data not provided | Data not provided | The Chitorem/BCR3 treatment provided the best overall treatment performance for both metal removal and sustaining sulfate reducing conditions. | Data not provided | Chitorem is a proprietary material that contains calcium carbonate, protein, and chitin (crab shell). Also contains its own bacteria - material breaks down and produces carbonates (adds alkalinity). | The Chitorem substrate composition was modified by adding pea gravel to increase permeability. | Total metals data set is limited to only two sampling events (due to funding limitations).
Final Danny T Adit Treatability Study Year 1 Technical Memorandum, Barker-Hughesville Mining District Superfund Site Cascade and Judith Basin Counties, Montana | BARKER HUGHESVILLE MINING DISTRICT | MT6122307485 | N/A | N/A | CHIT | Data not provided | Chitorem pre-treatment (CHIT) | Passive | Chitorem® | Pre-treatment | Danny T adit water | Y | Pre-treatment | Batteries used to run metering pump, slurry mixer, and timer switch | Remote central Montana, southeast of Great Falls/no constraints noted | Pilot | June - September 2013 | Silver | Ag, dissolved | µg/L | N | N/A | [9 empty] | 1 U | 1 U | Not Applicable | Data not provided | Data not provided | Data not provided | Data not provided | Data not provided | Data not provided | Data not provided | Data not provided |  | Effluent | 6.07–6.83 | 0.05–3.94 | mg/L | 13.52–21.52 | °C | Data not provided | N/A | Data not provided | N/A | (-)249.8–(-)57.3 | mV | 2,941–60,571 | µS/cm | NA–46.4 | %DO | Data not provided | Data not provided | Data not provided | Data not provided | Data not provided | Data not provided | Data not provided | Data not provided | Data not provided | Data not provided | The Chitorem/BCR3 treatment provided the best overall treatment performance for both metal removal and sustaining sulfate reducing conditions. | Data not provided | Chitorem is a proprietary material that contains calcium carbonate, protein, and chitin (crab shell). Also contains its own bacteria - material breaks down and produces carbonates (adds alkalinity). | The Chitorem substrate composition was modified by adding pea gravel to increase permeability. The number of sampling dates was reduced, resulting in less info to determine long-term treatment effectiveness. | Data not provided
Final Danny T Adit Treatability Study Year 1 Technical Memorandum, Barker-Hughesville Mining District Superfund Site Cascade and Judith Basin Counties, Montana | BARKER HUGHESVILLE MINING DISTRICT | MT6122307485 | N/A | N/A | MGOH | Data not provided | Alkaline Addition pre-treatment - Mg(OH)2 | Passive | Magnesium hydroxide Mg(OH)2 | Pre-treatment | Danny T adit water | Y | Pre-treatment | Batteries used to run metering pump, slurry mixer, and timer switch | Remote central Montana, southeast of Great Falls/no constraints noted | Pilot | June - September 2013 | Silver | Ag, total | µg/L | N | N/A | 1 U | 1 U | Not Applicable | [9 empty] | Data not provided | Data not provided | Data not provided | Data not provided | Data not provided | Data not provided | Data not provided | Data not provided |  | Influent | 2.81–2.85 | 2.19–2.41 | mg/L | 21.72–25.14 | °C | Data not provided | N/A | Data not provided | N/A | 382.6–490.9 | mV | 2,267–2,404 | µS/cm | 26–27.1 | %DO | Data not provided | Data not provided | Data not provided | Data not provided | Data not provided | Data not provided | Data not provided | Data not provided | Data not provided | Data not provided | Data not provided | Data not provided | Alkaline addition using a magnesium hydroxide (Mg(OH)2) solution. | Data not provided | Total metals data set is limited to only two sampling events (due to funding limitations). | U = under the detection limit. A range of values is shown to reflect multiple days with effluent below the detection limit.
Final Danny T Adit Treatability Study Year 1 Technical Memorandum, Barker-Hughesville Mining District Superfund Site Cascade and Judith Basin Counties, Montana | BARKER HUGHESVILLE MINING DISTRICT | MT6122307485 | N/A | N/A | MGOH | Data not provided | Alkaline Addition pre-treatment - Mg(OH)2 | Passive | Magnesium hydroxide Mg(OH)2 | Pre-treatment | Danny T adit water | Y | Pre-treatment | Batteries used to run metering pump, slurry mixer, and timer switch | Remote central Montana, southeast of Great Falls/no constraints noted | Pilot | June - September 2013 | Silver | Ag, dissolved | µg/L | N | N/A | 1 U | 1 U | Not Applicable | [9 empty] | Data not provided | Data not provided | Data not provided | Data not provided | Data not provided | Data not provided | Data not provided | Data not provided |  | Influent | 2.72–2.94 | 2.19–6.48 | mg/L | 15.19–25.14 | °C | Data not provided | N/A | Data not provided | N/A | 382.6–492.7 | mV | 1,332–3,394 | µS/cm | NA–43.7 | %DO | Data not provided | Data not provided | Data not provided | Data not provided | Data not provided | Data not provided | Data not provided | Data not provided | Data not provided | Data not provided | Data not provided | Data not provided | Alkaline addition using a magnesium hydroxide (Mg(OH)2) solution. | The number of sampling dates was reduced, resulting in less info to determine long-term treatment effectiveness. | Data not provided | U = under the detection limit. A range of values is shown to reflect multiple days with effluent below the detection limit.
Final Danny T Adit Treatability Study Year 1 Technical Memorandum, Barker-Hughesville Mining District Superfund Site Cascade and Judith Basin Counties, Montana | BARKER HUGHESVILLE MINING DISTRICT | MT6122307485 | N/A | N/A | MGOH | Data not provided | Alkaline Addition pre-treatment - Mg(OH)2 | Passive | Magnesium hydroxide Mg(OH)2 | Pre-treatment | Danny T adit water | Y | Pre-treatment | Batteries used to run metering pump, slurry mixer, and timer switch | Remote central Montana, southeast of Great Falls/no constraints noted | Pilot | June - September 2013 | Silver | Ag, total | µg/L | N | N/A |  |  |  | 1 U | 1 U | Not Applicable | [6 empty] | Data not provided | Data not provided | Data not provided | Data not provided | Data not provided | Data not provided | Data not provided | Data not provided |  | Influent | 2.81–2.85 | 2.19–2.41 | mg/L | 21.72–25.14 | °C | Data not provided | N/A | Data not provided | N/A | 382.6–490.9 | mV | 2,267–2,404 | µS/cm | 26–27.1 | %DO | Data not provided | Data not provided | Data not provided | Data not provided | Data not provided | Data not provided | Data not provided | Data not provided | Data not provided | Data not provided | Data not provided | Data not provided | Alkaline addition using a magnesium hydroxide (Mg(OH)2) solution. | Data not provided | Total metals data set is limited to only two sampling events (due to funding limitations). | U = under the detection limit. A range of values is shown to reflect multiple days with effluent below the detection limit.
Final Danny T Adit Treatability Study Year 1 Technical Memorandum, Barker-Hughesville Mining District Superfund Site Cascade and Judith Basin Counties, Montana | BARKER HUGHESVILLE MINING DISTRICT | MT6122307485 | N/A | N/A | MGOH | Data not provided | Alkaline Addition pre-treatment - Mg(OH)2 | Passive | Magnesium hydroxide Mg(OH)2 | Pre-treatment | Danny T adit water | Y | Pre-treatment | Batteries used to run metering pump, slurry mixer, and timer switch | Remote central Montana, southeast of Great Falls/no constraints noted | Pilot | June - September 2013 | Silver | Ag, dissolved | µg/L | N | N/A |  |  |  | 1 U | 1 U | Not Applicable | [6 empty] | Data not provided | Data not provided | Data not provided | Data not provided | Data not provided | Data not provided | Data not provided | Data not provided |  | Influent | 2.72–2.94 | 2.19–6.48 | mg/L | 15.19–25.14 | °C | Data not provided | N/A | Data not provided | N/A | 382.6–492.7 | mV | 1,332–3,394 | µS/cm | NA–43.7 | %DO | Data not provided | Data not provided | Data not provided | Data not provided | Data not provided | Data not provided | Data not provided | Data not provided | Data not provided | Data not provided | Data not provided | Data not provided | Alkaline addition using a magnesium hydroxide (Mg(OH)2) solution. | The number of sampling dates was reduced, resulting in less info to determine long-term treatment effectiveness. | Data not provided | U = under the detection limit. A range of values is shown to reflect multiple days with effluent below the detection limit.
Final Danny T Adit Treatability Study Year 1 Technical Memorandum, Barker-Hughesville Mining District Superfund Site Cascade and Judith Basin Counties, Montana | BARKER HUGHESVILLE MINING DISTRICT | MT6122307485 | N/A | N/A | MGOH | Data not provided | Alkaline Addition pre-treatment - Mg(OH)2 | Passive | Magnesium hydroxide Mg(OH)2 | Pre-treatment | Danny T adit water | Y | Pre-treatment | Batteries used to run metering pump, slurry mixer, and timer switch | Remote central Montana, southeast of Great Falls/no constraints noted | Pilot | June - September 2013 | Silver | Ag, total | µg/L | N | N/A | [6 empty] | 1 U | 1 U | Not Applicable |  |  |  | Data not provided | Data not provided | Data not provided | Data not provided | Data not provided | Data not provided | Data not provided | Data not provided |  | Effluent | 5.54–5.94 | 3.17–3.95 | mg/L | 17.66–20.33 | °C | Data not provided | N/A | Data not provided | N/A | (-)15.6–114.1 | mV | 1,995–2,058 | µS/cm | NA–33.9 | %DO | Data not provided | Data not provided | Data not provided | Data not provided | Data not provided | Data not provided | Data not provided | Data not provided | Data not provided | Data not provided | Data not provided | Data not provided | Alkaline addition using a magnesium hydroxide (Mg(OH)2) solution. | Data not provided | Total metals data set is limited to only two sampling events (due to funding limitations).
Final Danny T Adit Treatability Study Year 1 Technical Memorandum, Barker-Hughesville Mining District Superfund Site Cascade and Judith Basin Counties, Montana | BARKER HUGHESVILLE MINING DISTRICT | MT6122307485 | N/A | N/A | MGOH | Data not provided | Alkaline Addition pre-treatment - Mg(OH)2 | Passive | Magnesium hydroxide Mg(OH)2 | Pre-treatment | Danny T adit water | Y | Pre-treatment | Batteries used to run metering pump, slurry mixer, and timer switch | Remote central Montana, southeast of Great Falls/no constraints noted | Pilot | June - September 2013 | Silver | Ag, dissolved | µg/L | N | N/A | [6 empty] | 1 U | 1 U | Not Applicable |  |  |  | Data not provided | Data not provided | Data not provided | Data not provided | Data not provided | Data not provided | Data not provided | Data not provided |  | Effluent | 3.05–5.94 | 2.48–7.22 | mg/L | 13.16–20.33 | °C | Data not provided | N/A | Data not provided | N/A | (-)15.6–425 | mV | 1,930–3,022 | µS/cm | NA–74 | %DO | Data not provided | Data not provided | Data not provided | Data not provided | Data not provided | Data not provided | Data not provided | Data not provided | Data not provided | Data not provided | Data not provided | Data not provided | Alkaline addition using a magnesium hydroxide (Mg(OH)2) solution. | The number of sampling dates was reduced, resulting in less info to determine long-term treatment effectiveness. | Data not provided
Final Danny T Adit Treatability Study Year 1 Technical Memorandum, Barker-Hughesville Mining District Superfund Site Cascade and Judith Basin Counties, Montana | BARKER HUGHESVILLE MINING DISTRICT | MT6122307485 | N/A | N/A | MGOH | Data not provided | Alkaline Addition pre-treatment - Mg(OH)2 | Passive | Magnesium hydroxide Mg(OH)2 | Pre-treatment | Danny T adit water | Y | Pre-treatment | Batteries used to run metering pump, slurry mixer, and timer switch | Remote central Montana, southeast of Great Falls/no constraints noted | Pilot | June - September 2013 | Silver | Ag, total | µg/L | N | N/A | [9 empty] | 1 U | 1 U | Not Applicable | Data not provided | Data not provided | Data not provided | Data not provided | Data not provided | Data not provided | Data not provided | Data not provided |  | Effluent | 5.54–5.94 | 3.17–3.95 | mg/L | 17.66–20.33 | °C | Data not provided | N/A | Data not provided | N/A | (-)15.6–114.1 | mV | 1,995–2,058 | µS/cm | NA–33.9 | %DO | Data not provided | Data not provided | Data not provided | Data not provided | Data not provided | Data not provided | Data not provided | Data not provided | Data not provided | Data not provided | Data not provided | Data not provided | Alkaline addition using a magnesium hydroxide (Mg(OH)2) solution. | Data not provided | Total metals data set is limited to only two sampling events (due to funding limitations).
Final Danny T Adit Treatability Study Year 1 Technical Memorandum, Barker-Hughesville Mining District Superfund Site Cascade and Judith Basin Counties, Montana | BARKER HUGHESVILLE MINING DISTRICT | MT6122307485 | N/A | N/A | MGOH | Data not provided | Alkaline Addition pre-treatment - Mg(OH)2 | Passive | Magnesium hydroxide Mg(OH)2 | Pre-treatment | Danny T adit water | Y | Pre-treatment | Batteries used to run metering pump, slurry mixer, and timer switch | Remote central Montana, southeast of Great Falls/no constraints noted | Pilot | June - September 2013 | Silver | Ag, dissolved | µg/L | N | N/A | [9 empty] | 1 U | 1 U | Not Applicable | Data not provided | Data not provided | Data not provided | Data not provided | Data not provided | Data not provided | Data not provided | Data not provided |  | Effluent | 3.05–5.94 | 2.48–7.22 | mg/L | 13.16–20.33 | °C | Data not provided | N/A | Data not provided | N/A | (-)15.6–425 | mV | 1,930–3,022 | µS/cm | NA–74 | %DO | Data not provided | Data not provided | Data not provided | Data not provided | Data not provided | Data not provided | Data not provided | Data not provided | Data not provided | Data not provided | Data not provided | Data not provided | Alkaline addition using a magnesium hydroxide (Mg(OH)2) solution. | The number of sampling dates was reduced, resulting in less info to determine long-term treatment effectiveness. | Data not provided
Final Danny T Adit Treatability Study Year 1 Technical Memorandum, Barker-Hughesville Mining District Superfund Site Cascade and Judith Basin Counties, Montana | BARKER HUGHESVILLE MINING DISTRICT | MT6122307485 | N/A | N/A | SAPS | Data not provided | Successive alkalinity producing system (SAPS) pre-treatment | Passive | Successive alkalinity producing system (SAPS) | Pre-treatment | Danny T adit water | Y | Pre-treatment | Batteries used to run metering pump, slurry mixer, and timer switch | Remote central Montana, southeast of Great Falls/no constraints noted | Pilot | June - September 2013 | Silver | Ag, total | µg/L | N | N/A | 1 U | 1 U–1 | Not Applicable | [9 empty] | Data not provided | Data not provided | Data not provided | Data not provided | Data not provided | Data not provided | Data not provided | Data not provided |  | Influent | 2.81–2.85 | 2.19–2.41 | mg/L | 21.72–25.14 | °C | Data not provided | N/A | Data not provided | N/A | 382.6–490.9 | mV | 2,267–2,404 | µS/cm | 26–27.1 | %DO | Data not provided | Data not provided | Data not provided | Data not provided | Data not provided | Data not provided | Data not provided | Data not provided | Data not provided | Data not provided | Data not provided | Data not provided | Pre-treatment substrate of limestone gravel overlain by a manure and compost layer. | Data not provided | Total metals data set is limited to only two sampling events (due to funding limitations). | U = under the detection limit. A range of values is shown to reflect multiple days with effluent below the detection limit.
Final Danny T Adit Treatability Study Year 1 Technical Memorandum, Barker-Hughesville Mining District Superfund Site Cascade and Judith Basin Counties, Montana | BARKER HUGHESVILLE MINING DISTRICT | MT6122307485 | N/A | N/A | SAPS | Data not provided | Successive alkalinity producing system (SAPS) pre-treatment | Passive | Successive alkalinity producing system (SAPS) | Pre-treatment | Danny T adit water | Y | Pre-treatment | Batteries used to run metering pump, slurry mixer, and timer switch | Remote central Montana, southeast of Great Falls/no constraints noted | Pilot | June - September 2013 | Silver | Ag, dissolved | µg/L | N | N/A | 1 U | 1 U | Not Applicable | [9 empty] | Data not provided | Data not provided | Data not provided | Data not provided | Data not provided | Data not provided | Data not provided | Data not provided |  | Influent | 2.72–2.94 | 2.19–6.48 | mg/L | 15.19–25.14 | °C | Data not provided | N/A | Data not provided | N/A | 382.6–492.7 | mV | 1,332–3,394 | µS/cm | NA–43.7 | %DO | Data not provided | Data not provided | Data not provided | Data not provided | Data not provided | Data not provided | Data not provided | Data not provided | Data not provided | Data not provided | Data not provided | Data not provided | Pre-treatment substrate of limestone gravel overlain by a manure and compost layer. | The number of sampling dates was reduced, resulting in less info to determine long-term treatment effectiveness. | Data not provided | U = under the detection limit. A range of values is shown to reflect multiple days with effluent below the detection limit.
Final Danny T Adit Treatability Study Year 1 Technical Memorandum, Barker-Hughesville Mining District Superfund Site Cascade and Judith Basin Counties, Montana | BARKER HUGHESVILLE MINING DISTRICT | MT6122307485 | N/A | N/A | SAPS | Data not provided | Successive alkalinity producing system (SAPS) pre-treatment | Passive | Successive alkalinity producing system (SAPS) | Pre-treatment | Danny T adit water | Y | Pre-treatment | Batteries used to run metering pump, slurry mixer, and timer switch | Remote central Montana, southeast of Great Falls/no constraints noted | Pilot | June - September 2013 | Silver | Ag, total | µg/L | N | N/A |  |  |  | 1 U | 1 U–1 | Not Applicable | [6 empty] | Data not provided | Data not provided | Data not provided | Data not provided | Data not provided | Data not provided | Data not provided | Data not provided |  | Influent | 2.81–2.85 | 2.19–2.41 | mg/L | 21.72–25.14 | °C | Data not provided | N/A | Data not provided | N/A | 382.6–490.9 | mV | 2,267–2,404 | µS/cm | 26–27.1 | %DO | Data not provided | Data not provided | Data not provided | Data not provided | Data not provided | Data not provided | Data not provided | Data not provided | Data not provided | Data not provided | Data not provided | Data not provided | Pre-treatment substrate of limestone gravel overlain by a manure and compost layer. | Data not provided | Total metals data set is limited to only two sampling events (due to funding limitations). | U = under the detection limit. A range of values is shown to reflect multiple days with effluent below the detection limit.
Final Danny T Adit Treatability Study Year 1 Technical Memorandum, Barker-Hughesville Mining District Superfund Site Cascade and Judith Basin Counties, Montana | BARKER HUGHESVILLE MINING DISTRICT | MT6122307485 | N/A | N/A | SAPS | Data not provided | Successive alkalinity producing system (SAPS) pre-treatment | Passive | Successive alkalinity producing system (SAPS) | Pre-treatment | Danny T adit water | Y | Pre-treatment | Batteries used to run metering pump, slurry mixer, and timer switch | Remote central Montana, southeast of Great Falls/no constraints noted | Pilot | June - September 2013 | Silver | Ag, dissolved | µg/L | N | N/A |  |  |  | 1 U | 1 U | Not Applicable | [6 empty] | Data not provided | Data not provided | Data not provided | Data not provided | Data not provided | Data not provided | Data not provided | Data not provided |  | Influent | 2.72–2.94 | 2.19–6.48 | mg/L | 15.19–25.14 | °C | Data not provided | N/A | Data not provided | N/A | 382.6–492.7 | mV | 1,332–3,394 | µS/cm | NA–43.7 | %DO | Data not provided | Data not provided | Data not provided | Data not provided | Data not provided | Data not provided | Data not provided | Data not provided | Data not provided | Data not provided | Data not provided | Data not provided | Pre-treatment substrate of limestone gravel overlain by a manure and compost layer. | The number of sampling dates was reduced, resulting in less info to determine long-term treatment effectiveness. | Data not provided | U = under the detection limit. A range of values is shown to reflect multiple days with effluent below the detection limit.
Final Danny T Adit Treatability Study Year 1 Technical Memorandum, Barker-Hughesville Mining District Superfund Site Cascade and Judith Basin Counties, Montana | BARKER HUGHESVILLE MINING DISTRICT | MT6122307485 | N/A | N/A | SAPS | Data not provided | Successive alkalinity producing system (SAPS) pre-treatment | Passive | Successive alkalinity producing system (SAPS) | Pre-treatment | Danny T adit water | Y | Pre-treatment | Batteries used to run metering pump, slurry mixer, and timer switch | Remote central Montana, southeast of Great Falls/no constraints noted | Pilot | June - September 2013 | Silver | Ag, total | µg/L | N | N/A | [6 empty] | 1 | 1 U | Not Applicable |  |  |  | Data not provided | Data not provided | Data not provided | Data not provided | Data not provided | Data not provided | Data not provided | Data not provided |  | Effluent | 5.22 | 1.58 | mg/L | 17.74 | °C | Data not provided | N/A | Data not provided | N/A | 132.8 | mV | 2091 | µS/cm | 15.8 | %DO | Data not provided | Data not provided | Data not provided | Data not provided | Data not provided | Data not provided | Data not provided | Data not provided | Data not provided | Data not provided | Data not provided | Data not provided | Pre-treatment substrate of limestone gravel overlain by a manure and compost layer. | Data not provided | Total metals data set is limited to only two sampling events (due to funding limitations). | U = under the detection limit.
Final Danny T Adit Treatability Study Year 1 Technical Memorandum, Barker-Hughesville Mining District Superfund Site Cascade and Judith Basin Counties, Montana | BARKER HUGHESVILLE MINING DISTRICT | MT6122307485 | N/A | N/A | SAPS | Data not provided | Successive alkalinity producing system (SAPS) pre-treatment | Passive | Successive alkalinity producing system (SAPS) | Pre-treatment | Danny T adit water | Y | Pre-treatment | Batteries used to run metering pump, slurry mixer, and timer switch | Remote central Montana, southeast of Great Falls/no constraints noted | Pilot | June - September 2013 | Silver | Ag, dissolved | µg/L | N | N/A | [6 empty] | 1 U | 1 U | Not Applicable |  |  |  | Data not provided | Data not provided | Data not provided | Data not provided | Data not provided | Data not provided | Data not provided | Data not provided |  | Effluent | 5.11–6.38 | 0.09–4.14 | mg/L | 13.38–21.97 | °C | Data not provided | N/A | Data not provided | N/A | (-)157.6–178.3 | mV | 1,996–3,011 | µS/cm | NA–42.6 | %DO | Data not provided | Data not provided | Data not provided | Data not provided | Data not provided | Data not provided | Data not provided | Data not provided | Data not provided | Data not provided | Data not provided | Data not provided | Pre-treatment substrate of limestone gravel overlain by a manure and compost layer. | The number of sampling dates was reduced, resulting in less info to determine long-term treatment effectiveness. | Data not provided | U = under the detection limit. A range of values is shown to reflect multiple days with effluent below the detection limit.
Final Danny T Adit Treatability Study Year 1 Technical Memorandum, Barker-Hughesville Mining District Superfund Site Cascade and Judith Basin Counties, Montana | BARKER HUGHESVILLE MINING DISTRICT | MT6122307485 | N/A | N/A | SAPS | Data not provided | Successive alkalinity producing system (SAPS) pre-treatment | Passive | Successive alkalinity producing system (SAPS) | Pre-treatment | Danny T adit water | Y | Pre-treatment | Batteries used to run metering pump, slurry mixer, and timer switch | Remote central Montana, southeast of Great Falls/no constraints noted | Pilot | June - September 2013 | Silver | Ag, total | µg/L | N | N/A | [9 empty] | 1 U | 1 U | Not Applicable | Data not provided | Data not provided | Data not provided | Data not provided | Data not provided | Data not provided | Data not provided | Data not provided |  | Effluent | 6.38 | 0.09 | mg/L | 21.97 | °C | Data not provided | N/A | Data not provided | N/A | -157.6 | mV | 2434 | µS/cm | None | N/A | Data not provided | Data not provided | Data not provided | Data not provided | Data not provided | Data not provided | Data not provided | Data not provided | Data not provided | Data not provided | Data not provided | Data not provided | Pre-treatment substrate of limestone gravel overlain by a manure and compost layer. | Data not provided | Total metals data set is limited to only two sampling events (due to funding limitations). | U = under the detection limit.
Final Danny T Adit Treatability Study Year 1 Technical Memorandum, Barker-Hughesville Mining District Superfund Site Cascade and Judith Basin Counties, Montana | BARKER HUGHESVILLE MINING DISTRICT | MT6122307485 | N/A | N/A | SAPS | Data not provided | Successive alkalinity producing system (SAPS) pre-treatment | Passive | Successive alkalinity producing system (SAPS) | Pre-treatment | Danny T adit water | Y | Pre-treatment | Batteries used to run metering pump, slurry mixer, and timer switch | Remote central Montana, southeast of Great Falls/no constraints noted | Pilot | June - September 2013 | Silver | Ag, dissolved | µg/L | N | N/A | [9 empty] | 1 U | 1 U | Not Applicable | Data not provided | Data not provided | Data not provided | Data not provided | Data not provided | Data not provided | Data not provided | Data not provided |  | Effluent | 5.11–6.38 | 0.09–4.14 | mg/L | 13.38–21.97 | °C | Data not provided | N/A | Data not provided | N/A | (-)157.6–178.3 | mV | 1,996–3,011 | µS/cm | NA–42.6 | %DO | Data not provided | Data not provided | Data not provided | Data not provided | Data not provided | Data not provided | Data not provided | Data not provided | Data not provided | Data not provided | Data not provided | Data not provided | Pre-treatment substrate of limestone gravel overlain by a manure and compost layer. | The number of sampling dates was reduced, resulting in less info to determine long-term treatment effectiveness. | Data not provided | U = under the detection limit. A range of values is shown to reflect multiple days with effluent below the detection limit.
Final Danny T Adit Treatability Study Year 1 Technical Memorandum, Barker-Hughesville Mining District Superfund Site Cascade and Judith Basin Counties, Montana | BARKER HUGHESVILLE MINING DISTRICT | MT6122307485 | N/A | N/A | BCR1 | Data not provided | Biochemical reactor (BCR) without pre-treatment (BCR1) | Passive | Biochemical reactor (BCR) | No pre-treatment | Danny T adit water | N | BCR without pre-treatment | Batteries used to run metering pump, slurry mixer, and timer switch | Remote central Montana, southeast of Great Falls/no constraints noted | Pilot | June - September 2013 | Aluminum | Al, total | µg/L | N | N/A | 18900 | 1070 | 94.3386 | [9 empty] | Data not provided | Data not provided | Data not provided | Data not provided | Data not provided | Data not provided | Data not provided | Data not provided | > 92% | Influent | 2.81 | 6.48 | mg/L | 25 | °C | Data not provided | N/A | Data not provided | N/A | 490.9 | mV | 2267 | µS/cm | None | N/A | Data not provided | Data not provided | Data not provided | Data not provided | Data not provided | Data not provided | Y | Acute and chronic ambient water quality standards | Data not provided | Data not provided | results support the need for pretreatment of high acidity MIW ahead of the BCR. | Data not provided | Substrate: sawdust, wood chips, compost, dairy manure and limestone chips. BCR substrate composition was modified due to a shortage of available manure and limestone. The shortage of manure and limestone may have had a negative impact on treatment effectiveness in the BCRs. | This is the consistent removal rate for total Al for BCR 1 | Total metals data set is limited to only two sampling events (due to funding limitations).
Final Danny T Adit Treatability Study Year 1 Technical Memorandum, Barker-Hughesville Mining District Superfund Site Cascade and Judith Basin Counties, Montana | BARKER HUGHESVILLE MINING DISTRICT | MT6122307485 | N/A | N/A | BCR1 | Data not provided | Biochemical reactor (BCR) without pre-treatment (BCR1) | Passive | Biochemical reactor (BCR) | No pre-treatment | Danny T adit water | N | BCR without pre-treatment | Batteries used to run metering pump, slurry mixer, and timer switch | Remote central Montana, southeast of Great Falls/no constraints noted | Pilot | June - September 2013 | Aluminum | Al, dissolved | µg/L | N | N/A | 15600 | 130 | 99.1667 | [9 empty] | Data not provided | Data not provided | Data not provided | Data not provided | Data not provided | Data not provided | Data not provided | Data not provided | > 92% | Influent | 2.81 | 6.48 | mg/L | 25 | °C | Data not provided | N/A | Data not provided | N/A | 490.9 | mV | 2267 | µS/cm | None | N/A | Data not provided | Data not provided | Data not provided | Data not provided | Data not provided | Data not provided | Y | Acute and chronic ambient water quality standards | Data not provided | Data not provided | results support the need for pretreatment of high acidity MIW ahead of the BCR. | Data not provided | Substrate: sawdust, wood chips, compost, dairy manure and limestone chips. BCR substrate composition was modified due to a shortage of available manure and limestone. The shortage of manure and limestone may have had a negative impact on treatment effectiveness in the BCRs. | This is the consistent removal rate for dissolved Al for BCR 1. The number of sampling dates was reduced, resulting in less info to determine long-term treatment effectiveness. | Data not provided
Final Danny T Adit Treatability Study Year 1 Technical Memorandum, Barker-Hughesville Mining District Superfund Site Cascade and Judith Basin Counties, Montana | BARKER HUGHESVILLE MINING DISTRICT | MT6122307485 | N/A | N/A | BCR1 | Data not provided | Biochemical reactor (BCR) without pre-treatment (BCR1) | Passive | Biochemical reactor (BCR) | No pre-treatment | Danny T adit water | N | BCR without pre-treatment | Batteries used to run metering pump, slurry mixer, and timer switch | Remote central Montana, southeast of Great Falls/no constraints noted | Pilot | June - September 2013 | Aluminum | Al, total | µg/L | N | N/A |  |  |  | 12600 | 1010 | 91.9841 | [6 empty] | Data not provided | Data not provided | Data not provided | Data not provided | Data not provided | Data not provided | Data not provided | Data not provided | > 92% | Influent | 2.85 | 2.41 | mg/L | 21.72 | °C | Data not provided | N/A | Data not provided | N/A | 382.6 | mV | 2404 | µS/cm | 27.1 | %DO | Data not provided | Data not provided | Data not provided | Data not provided | Data not provided | Data not provided | Y | Acute and chronic ambient water quality standards | Data not provided | Data not provided | results support the need for pretreatment of high acidity MIW ahead of the BCR. | Data not provided | Substrate: sawdust, wood chips, compost, dairy manure and limestone chips. BCR substrate composition was modified due to a shortage of available manure and limestone. The shortage of manure and limestone may have had a negative impact on treatment effectiveness in the BCRs. | This is the consistent removal rate for total Al for BCR 1 | Total metals data set is limited to only two sampling events (due to funding limitations).
Final Danny T Adit Treatability Study Year 1 Technical Memorandum, Barker-Hughesville Mining District Superfund Site Cascade and Judith Basin Counties, Montana | BARKER HUGHESVILLE MINING DISTRICT | MT6122307485 | N/A | N/A | BCR1 | Data not provided | Biochemical reactor (BCR) without pre-treatment (BCR1) | Passive | Biochemical reactor (BCR) | No pre-treatment | Danny T adit water | N | BCR without pre-treatment | Batteries used to run metering pump, slurry mixer, and timer switch | Remote central Montana, southeast of Great Falls/no constraints noted | Pilot | June - September 2013 | Aluminum | Al, dissolved | µg/L | N | N/A |  |  |  | 8710 | 290 | 96.6705 | [6 empty] | Data not provided | Data not provided | Data not provided | Data not provided | Data not provided | Data not provided | Data not provided | Data not provided | > 92% | Influent | 2.8 | 2.19 | mg/L | 25.14 | °C | Data not provided | N/A | Data not provided | N/A | 492.7 | mV | 3394 | µS/cm | 26 | %DO | Data not provided | Data not provided | Data not provided | Data not provided | Data not provided | Data not provided | Y | Acute and chronic ambient water quality standards | Data not provided | Data not provided | results support the need for pretreatment of high acidity MIW ahead of the BCR. | Data not provided | Substrate: sawdust, wood chips, compost, dairy manure and limestone chips. BCR substrate composition was modified due to a shortage of available manure and limestone. The shortage of manure and limestone may have had a negative impact on treatment effectiveness in the BCRs. | This is the consistent removal rate for dissolved Al for BCR 1. The number of sampling dates was reduced, resulting in less info to determine long-term treatment effectiveness. | Data not provided
Final Danny T Adit Treatability Study Year 1 Technical Memorandum, Barker-Hughesville Mining District Superfund Site Cascade and Judith Basin Counties, Montana | BARKER HUGHESVILLE MINING DISTRICT | MT6122307485 | N/A | N/A | BCR1 | Data not provided | Biochemical reactor (BCR) without pre-treatment (BCR1) | Passive | Biochemical reactor (BCR) | No pre-treatment | Danny T adit water | N | BCR without pre-treatment | Batteries used to run metering pump, slurry mixer, and timer switch | Remote central Montana, southeast of Great Falls/no constraints noted | Pilot | June - September 2013 | Aluminum | Al, total | µg/L | N | N/A | [6 empty] | 1070 | 18900 | 94.3386 |  |  |  | Data not provided | Data not provided | Data not provided | Data not provided | Data not provided | Data not provided | Data not provided | Data not provided | > 92% | Effluent | 6.07 | 0.02 | mg/L | 20.6 | °C | Data not provided | N/A | Data not provided | N/A | -163 | mV | 3505 | µS/cm | None | N/A | Data not provided | Data not provided | Data not provided | Data not provided | Data not provided | Data not provided | Y | Acute and chronic ambient water quality standards | Data not provided | Data not provided | results support the need for pretreatment of high acidity MIW ahead of the BCR. | Data not provided | Substrate: sawdust, wood chips, compost, dairy manure and limestone chips. BCR substrate composition was modified due to a shortage of available manure and limestone. The shortage of manure and limestone may have had a negative impact on treatment effectiveness in the BCRs. | This is the consistent removal rate for total Al for BCR 1 | Total metals data set is limited to only two sampling events (due to funding limitations).
Final Danny T Adit Treatability Study Year 1 Technical Memorandum, Barker-Hughesville Mining District Superfund Site Cascade and Judith Basin Counties, Montana | BARKER HUGHESVILLE MINING DISTRICT | MT6122307485 | N/A | N/A | BCR1 | Data not provided | Biochemical reactor (BCR) without pre-treatment (BCR1) | Passive | Biochemical reactor (BCR) | No pre-treatment | Danny T adit water | N | BCR without pre-treatment | Batteries used to run metering pump, slurry mixer, and timer switch | Remote central Montana, southeast of Great Falls/no constraints noted | Pilot | June - September 2013 | Aluminum | Al, dissolved | µg/L | N | N/A | [6 empty] | 840 | 10900 | 92.2936 |  |  |  | Data not provided | Data not provided | Data not provided | Data not provided | Data not provided | Data not provided | Data not provided | Data not provided | > 92% | Effluent | 5.54 | 3.17 | mg/L | 17.66 | °C | Data not provided | N/A | Data not provided | N/A | 114.1 | mV | 2058 | µS/cm | 33.9 | %DO | Data not provided | Data not provided | Data not provided | Data not provided | Data not provided | Data not provided | Y | Acute and chronic ambient water quality standards | Data not provided | Data not provided | results support the need for pretreatment of high acidity MIW ahead of the BCR. | Data not provided | Substrate: sawdust, wood chips, compost, dairy manure and limestone chips. BCR substrate composition was modified due to a shortage of available manure and limestone. The shortage of manure and limestone may have had a negative impact on treatment effectiveness in the BCRs. | This is the consistent removal rate for dissolved Al for BCR 1. The number of sampling dates was reduced, resulting in less info to determine long-term treatment effectiveness. | Data not provided
Final Danny T Adit Treatability Study Year 1 Technical Memorandum, Barker-Hughesville Mining District Superfund Site Cascade and Judith Basin Counties, Montana | BARKER HUGHESVILLE MINING DISTRICT | MT6122307485 | N/A | N/A | BCR1 | Data not provided | Biochemical reactor (BCR) without pre-treatment (BCR1) | Passive | Biochemical reactor (BCR) | No pre-treatment | Danny T adit water | N | BCR without pre-treatment | Batteries used to run metering pump, slurry mixer, and timer switch | Remote central Montana, southeast of Great Falls/no constraints noted | Pilot | June - September 2013 | Aluminum | Al, total | µg/L | N | N/A | [9 empty] | 870 | 12600 | 93.0952 | Data not provided | Data not provided | Data not provided | Data not provided | Data not provided | Data not provided | Data not provided | Data not provided | > 92% | Effluent | 5.91 | 1.5 | mg/L | 17.95 | °C | Data not provided | N/A | Data not provided | N/A | -46.6 | mV | 2190 | µS/cm | 15.9 | %DO | Data not provided | Data not provided | Data not provided | Data not provided | Data not provided | Data not provided | Y | Acute and chronic ambient water quality standards | Data not provided | Data not provided | results support the need for pretreatment of high acidity MIW ahead of the BCR. | Data not provided | Substrate: sawdust, wood chips, compost, dairy manure and limestone chips. BCR substrate composition was modified due to a shortage of available manure and limestone. The shortage of manure and limestone may have had a negative impact on treatment effectiveness in the BCRs. | This is the consistent removal rate for total Al for BCR 1 | Total metals data set is limited to only two sampling events (due to funding limitations).
Final Danny T Adit Treatability Study Year 1 Technical Memorandum, Barker-Hughesville Mining District Superfund Site Cascade and Judith Basin Counties, Montana | BARKER HUGHESVILLE MINING DISTRICT | MT6122307485 | N/A | N/A | BCR1 | Data not provided | Biochemical reactor (BCR) without pre-treatment (BCR1) | Passive | Biochemical reactor (BCR) | No pre-treatment | Danny T adit water | N | BCR without pre-treatment | Batteries used to run metering pump, slurry mixer, and timer switch | Remote central Montana, southeast of Great Falls/no constraints noted | Pilot | June - September 2013 | Aluminum | Al, dissolved | µg/L | N | N/A | [9 empty] | 90 | 14900 | 99.396 | Data not provided | Data not provided | Data not provided | Data not provided | Data not provided | Data not provided | Data not provided | Data not provided | > 92% | Effluent | 6.14 | 0.57 | mg/L | 20.07 | °C | Data not provided | N/A | Data not provided | N/A | -76.8 | mV | 2388 | µS/cm | None | N/A | Data not provided | Data not provided | Data not provided | Data not provided | Data not provided | Data not provided | Y | Acute and chronic ambient water quality standards | Data not provided | Data not provided | results support the need for pretreatment of high acidity MIW ahead of the BCR. | Data not provided | Substrate: sawdust, wood chips, compost, dairy manure and limestone chips. BCR substrate composition was modified due to a shortage of available manure and limestone. The shortage of manure and limestone may have had a negative impact on treatment effectiveness in the BCRs. | This is the consistent removal rate for dissolved Al for BCR 1. The number of sampling dates was reduced, resulting in less info to determine long-term treatment effectiveness. | Data not provided
Final Danny T Adit Treatability Study Year 1 Technical Memorandum, Barker-Hughesville Mining District Superfund Site Cascade and Judith Basin Counties, Montana | BARKER HUGHESVILLE MINING DISTRICT | MT6122307485 | N/A | N/A | BCR2 | Data not provided | Biochemical reactor (BCR) with SAPS pre-treatment (BCR2) | Passive | Biochemical reactor (BCR) | Pre-treatment | Danny T adit water | Y | BCR with pre-treatment | Batteries used to run metering pump, slurry mixer, and timer switch | Remote central Montana, southeast of Great Falls/no constraints noted | Pilot | June - September 2013 | Aluminum | Al, total | µg/L | N | N/A | 18900 | 1050 | 94.4444 | [9 empty] | Data not provided | Data not provided | Data not provided | Data not provided | Data not provided | Data not provided | Data not provided | Data not provided |  | Influent | 2.81 | 6.48 | mg/L | 25 | °C | Data not provided | N/A | Data not provided | N/A | 490.9 | mV | 2267 | µS/cm | None | N/A | Data not provided | Data not provided | Data not provided | Data not provided | Data not provided | Data not provided | Data not provided | Data not provided | Data not provided | Data not provided | Data not provided | Data not provided | Substrate: sawdust, wood chips, compost, dairy manure and limestone chips. BCR substrate composition was modified due to a shortage of available manure and limestone. The shortage of manure and limestone may have had a negative impact on treatment effectiveness in the BCRs. | Data not provided | Total metals data set is limited to only two sampling events (due to funding limitations).
Final Danny T Adit Treatability Study Year 1 Technical Memorandum, Barker-Hughesville Mining District Superfund Site Cascade and Judith Basin Counties, Montana | BARKER HUGHESVILLE MINING DISTRICT | MT6122307485 | N/A | N/A | BCR2 | Data not provided | Biochemical reactor (BCR) with SAPS pre-treatment (BCR2) | Passive | Biochemical reactor (BCR) | Pre-treatment | Danny T adit water | Y | BCR with pre-treatment | Batteries used to run metering pump, slurry mixer, and timer switch | Remote central Montana, southeast of Great Falls/no constraints noted | Pilot | June - September 2013 | Aluminum | Al, dissolved | µg/L | N | N/A | 15600 | 140 | 99.1026 | [9 empty] | Data not provided | Data not provided | Data not provided | Data not provided | Data not provided | Data not provided | Data not provided | Data not provided | > 90% | Influent | 2.81 | 6.48 | mg/L | 25 | °C | Data not provided | N/A | Data not provided | N/A | 490.9 | mV | 2267 | µS/cm | None | N/A | Data not provided | Data not provided | Data not provided | Data not provided | Data not provided | Data not provided | Data not provided | Data not provided | Data not provided | Data not provided | Data not provided | Data not provided | Substrate: sawdust, wood chips, compost, dairy manure and limestone chips. BCR substrate composition was modified due to a shortage of available manure and limestone. The shortage of manure and limestone may have had a negative impact on treatment effectiveness in the BCRs. | Consistent percent removal for dissolved Al. The number of sampling dates was reduced, resulting in less info to determine long-term treatment effectiveness. | Data not provided
Final Danny T Adit Treatability Study Year 1 Technical Memorandum, Barker-Hughesville Mining District Superfund Site Cascade and Judith Basin Counties, Montana | BARKER HUGHESVILLE MINING DISTRICT | MT6122307485 | N/A | N/A | BCR2 | Data not provided | Biochemical reactor (BCR) with SAPS pre-treatment (BCR2) | Passive | Biochemical reactor (BCR) | Pre-treatment | Danny T adit water | Y | BCR with pre-treatment | Batteries used to run metering pump, slurry mixer, and timer switch | Remote central Montana, southeast of Great Falls/no constraints noted | Pilot | June - September 2013 | Aluminum | Al, total | µg/L | N | N/A |  |  |  | 12600 | 120 | 99.0476 | [6 empty] | Data not provided | Data not provided | Data not provided | Data not provided | Data not provided | Data not provided | Data not provided | Data not provided |  | Influent | 2.85 | 2.41 | mg/L | 21.72 | °C | Data not provided | N/A | Data not provided | N/A | 382.6 | mV | 2404 | µS/cm | 27.1 | %DO | Data not provided | Data not provided | Data not provided | Data not provided | Data not provided | Data not provided | Data not provided | Data not provided | Data not provided | Data not provided | Data not provided | Data not provided | Substrate: sawdust, wood chips, compost, dairy manure and limestone chips. BCR substrate composition was modified due to a shortage of available manure and limestone. The shortage of manure and limestone may have had a negative impact on treatment effectiveness in the BCRs. | Data not provided | Total metals data set is limited to only two sampling events (due to funding limitations).
Final Danny T Adit Treatability Study Year 1 Technical Memorandum, Barker-Hughesville Mining District Superfund Site Cascade and Judith Basin Counties, Montana | BARKER HUGHESVILLE MINING DISTRICT | MT6122307485 | N/A | N/A | BCR2 | Data not provided | Biochemical reactor (BCR) with SAPS pre-treatment (BCR2) | Passive | Biochemical reactor (BCR) | Pre-treatment | Danny T adit water | Y | BCR with pre-treatment | Batteries used to run metering pump, slurry mixer, and timer switch | Remote central Montana, southeast of Great Falls/no constraints noted | Pilot | June - September 2013 | Aluminum | Al, dissolved | µg/L | N | N/A |  |  |  | 8710 | 60 | 99.3111 | [6 empty] | Data not provided | Data not provided | Data not provided | Data not provided | Data not provided | Data not provided | Data not provided | Data not provided | > 90% | Influent | 2.8 | 2.19 | mg/L | 25.14 | °C | Data not provided | N/A | Data not provided | N/A | 492.7 | mV | 3394 | µS/cm | 26 | %DO | Data not provided | Data not provided | Data not provided | Data not provided | Data not provided | Data not provided | Data not provided | Data not provided | Data not provided | Data not provided | Data not provided | Data not provided | Substrate: sawdust, wood chips, compost, dairy manure and limestone chips. BCR substrate composition was modified due to a shortage of available manure and limestone. The shortage of manure and limestone may have had a negative impact on treatment effectiveness in the BCRs. | Consistent percent removal for dissolved Al. The number of sampling dates was reduced, resulting in less info to determine long-term treatment effectiveness. | Data not provided
Final Danny T Adit Treatability Study Year 1 Technical Memorandum, Barker-Hughesville Mining District Superfund Site Cascade and Judith Basin Counties, Montana | BARKER HUGHESVILLE MINING DISTRICT | MT6122307485 | N/A | N/A | BCR2 | Data not provided | Biochemical reactor (BCR) with SAPS pre-treatment (BCR2) | Passive | Biochemical reactor (BCR) | Pre-treatment | Danny T adit water | Y | BCR with pre-treatment | Batteries used to run metering pump, slurry mixer, and timer switch | Remote central Montana, southeast of Great Falls/no constraints noted | Pilot | June - September 2013 | Aluminum | Al, total | µg/L | N | N/A | [6 empty] | 1050 | 18900 | 94.4444 |  |  |  | Data not provided | Data not provided | Data not provided | Data not provided | Data not provided | Data not provided | Data not provided | Data not provided |  | Effluent | 6.29 | 0.05 | mg/L | 20.2 | °C | Data not provided | N/A | Data not provided | N/A | -153.8 | mV | 4954 | µS/cm | None | N/A | Data not provided | Data not provided | Data not provided | Data not provided | Data not provided | Data not provided | Data not provided | Data not provided | Data not provided | Data not provided | Data not provided | Data not provided | Substrate: sawdust, wood chips, compost, dairy manure and limestone chips. BCR substrate composition was modified due to a shortage of available manure and limestone. The shortage of manure and limestone may have had a negative impact on treatment effectiveness in the BCRs. | Data not provided | Total metals data set is limited to only two sampling events (due to funding limitations).
Final Danny T Adit Treatability Study Year 1 Technical Memorandum, Barker-Hughesville Mining District Superfund Site Cascade and Judith Basin Counties, Montana | BARKER HUGHESVILLE MINING DISTRICT | MT6122307485 | N/A | N/A | BCR2 | Data not provided | Biochemical reactor (BCR) with SAPS pre-treatment (BCR2) | Passive | Biochemical reactor (BCR) | Pre-treatment | Danny T adit water | Y | BCR with pre-treatment | Batteries used to run metering pump, slurry mixer, and timer switch | Remote central Montana, southeast of Great Falls/no constraints noted | Pilot | June - September 2013 | Aluminum | Al, dissolved | µg/L | N | N/A | [6 empty] | 140 | 15600 | 99.1026 |  |  |  | Data not provided | Data not provided | Data not provided | Data not provided | Data not provided | Data not provided | Data not provided | Data not provided | > 90% | Effluent | 6.29 | 0.05 | mg/L | 20.2 | °C | Data not provided | N/A | Data not provided | N/A | -153.8 | mV | 4954 | µS/cm | None | N/A | Data not provided | Data not provided | Data not provided | Data not provided | Data not provided | Data not provided | Data not provided | Data not provided | Data not provided | Data not provided | Data not provided | Data not provided | Substrate: sawdust, wood chips, compost, dairy manure and limestone chips. BCR substrate composition was modified due to a shortage of available manure and limestone. The shortage of manure and limestone may have had a negative impact on treatment effectiveness in the BCRs. | Consistent percent removal for dissolved Al. The number of sampling dates was reduced, resulting in less info to determine long-term treatment effectiveness. | Data not provided
Final Danny T Adit Treatability Study Year 1 Technical Memorandum, Barker-Hughesville Mining District Superfund Site Cascade and Judith Basin Counties, Montana | BARKER HUGHESVILLE MINING DISTRICT | MT6122307485 | N/A | N/A | BCR2 | Data not provided | Biochemical reactor (BCR) with SAPS pre-treatment (BCR2) | Passive | Biochemical reactor (BCR) | Pre-treatment | Danny T adit water | Y | BCR with pre-treatment | Batteries used to run metering pump, slurry mixer, and timer switch | Remote central Montana, southeast of Great Falls/no constraints noted | Pilot | June - September 2013 | Aluminum | Al, total | µg/L | N | N/A | [9 empty] | 120 | 12600 | 99.0476 | Data not provided | Data not provided | Data not provided | Data not provided | Data not provided | Data not provided | Data not provided | Data not provided |  | Effluent | 6.16 | 1.67 | mg/L | 17.67 | °C | Data not provided | N/A | Data not provided | N/A | -28 | mV | 2187 | µS/cm | 17.8 | %DO | Data not provided | Data not provided | Data not provided | Data not provided | Data not provided | Data not provided | Data not provided | Data not provided | Data not provided | Data not provided | Data not provided | Data not provided | Substrate: sawdust, wood chips, compost, dairy manure and limestone chips. BCR substrate composition was modified due to a shortage of available manure and limestone. The shortage of manure and limestone may have had a negative impact on treatment effectiveness in the BCRs. | Data not provided | Total metals data set is limited to only two sampling events (due to funding limitations).
Final Danny T Adit Treatability Study Year 1 Technical Memorandum, Barker-Hughesville Mining District Superfund Site Cascade and Judith Basin Counties, Montana | BARKER HUGHESVILLE MINING DISTRICT | MT6122307485 | N/A | N/A | BCR2 | Data not provided | Biochemical reactor (BCR) with SAPS pre-treatment (BCR2) | Passive | Biochemical reactor (BCR) | Pre-treatment | Danny T adit water | Y | BCR with pre-treatment | Batteries used to run metering pump, slurry mixer, and timer switch | Remote central Montana, southeast of Great Falls/no constraints noted | Pilot | June - September 2013 | Aluminum | Al, dissolved | µg/L | N | N/A | [9 empty] | 30 U | 14900 | 99.8993 | Data not provided | Data not provided | Data not provided | Data not provided | Data not provided | Data not provided | Data not provided | Data not provided | > 90% | Effluent | 6.32 | 0.56 | mg/L | 21.15 | °C | Data not provided | N/A | Data not provided | N/A | -67.7 | mV | 2552 | µS/cm | None | N/A | Data not provided | Data not provided | Data not provided | Data not provided | Data not provided | Data not provided | Data not provided | Data not provided | Data not provided | Data not provided | Data not provided | Data not provided | Substrate: sawdust, wood chips, compost, dairy manure and limestone chips. BCR substrate composition was modified due to a shortage of available manure and limestone. The shortage of manure and limestone may have had a negative impact on treatment effectiveness in the BCRs. | Consistent percent removal for dissolved Al. The number of sampling dates was reduced, resulting in less info to determine long-term treatment effectiveness. | Data not provided | U = under the detection limit
Final Danny T Adit Treatability Study Year 1 Technical Memorandum, Barker-Hughesville Mining District Superfund Site Cascade and Judith Basin Counties, Montana | BARKER HUGHESVILLE MINING DISTRICT | MT6122307485 | N/A | N/A | BCR3 | Data not provided | Biochemical reactor (BCR) with CHIT pre-treatment (BCR3) | Passive | Biochemical reactor (BCR) | Pre-treatment | Danny T adit water | Y | BCR with pre-treatment | Batteries used to run metering pump, slurry mixer, and timer switch | Remote central Montana, southeast of Great Falls/no constraints noted | Pilot | June - September 2013 | Aluminum | Al, total | µg/L | N | N/A | 18900 | 790 | 95.8201 | [9 empty] | Data not provided | Data not provided | Data not provided | Data not provided | Data not provided | Data not provided | Data not provided | Data not provided |  | Influent | 2.81 | 6.48 | mg/L | 25 | °C | Data not provided | N/A | Data not provided | N/A | 490.9 | mV | 2267 | µS/cm | None | N/A | Data not provided | Data not provided | Data not provided | Data not provided | Data not provided | Data not provided | Data not provided | Data not provided | Data not provided | Data not provided | The Chitorem/BCR3 treatment provided the best overall treatment performance for both metal removal and sustaining sulfate reducing conditions. | Data not provided | Substrate: sawdust, wood chips, compost, dairy manure and limestone chips. BCR substrate composition was modified due to a shortage of available manure and limestone. The shortage of manure and limestone may have had a negative impact on treatment effectiveness in the BCRs. | Data not provided | Total metals data set is limited to only two sampling events (due to funding limitations).
Final Danny T Adit Treatability Study Year 1 Technical Memorandum, Barker-Hughesville Mining District Superfund Site Cascade and Judith Basin Counties, Montana | BARKER HUGHESVILLE MINING DISTRICT | MT6122307485 | N/A | N/A | BCR3 | Data not provided | Biochemical reactor (BCR) with CHIT pre-treatment (BCR3) | Passive | Biochemical reactor (BCR) | Pre-treatment | Danny T adit water | Y | BCR with pre-treatment | Batteries used to run metering pump, slurry mixer, and timer switch | Remote central Montana, southeast of Great Falls/no constraints noted | Pilot | June - September 2013 | Aluminum | Al, dissolved | µg/L | N | N/A | 15600 | 170 | 98.9103 | [9 empty] | Data not provided | Data not provided | Data not provided | Data not provided | Data not provided | Data not provided | Data not provided | Data not provided | > 98% | Influent | 2.81 | 6.48 | mg/L | 25 | °C | Data not provided | N/A | Data not provided | N/A | 490.9 | mV | 2267 | µS/cm | None | N/A | Data not provided | Data not provided | Data not provided | Data not provided | Data not provided | Data not provided | Data not provided | Data not provided | Data not provided | Data not provided | The Chitorem/BCR3 treatment provided the best overall treatment performance for both metal removal and sustaining sulfate reducing conditions. | Data not provided | Substrate: sawdust, wood chips, compost, dairy manure and limestone chips. BCR substrate composition was modified due to a shortage of available manure and limestone. The shortage of manure and limestone may have had a negative impact on treatment effectiveness in the BCRs. | The number of sampling dates was reduced, resulting in less info to determine long-term treatment effectiveness. | Data not provided
Final Danny T Adit Treatability Study Year 1 Technical Memorandum, Barker-Hughesville Mining District Superfund Site Cascade and Judith Basin Counties, Montana | BARKER HUGHESVILLE MINING DISTRICT | MT6122307485 | N/A | N/A | BCR3 | Data not provided | Biochemical reactor (BCR) with CHIT pre-treatment (BCR3) | Passive | Biochemical reactor (BCR) | Pre-treatment | Danny T adit water | Y | BCR with pre-treatment | Batteries used to run metering pump, slurry mixer, and timer switch | Remote central Montana, southeast of Great Falls/no constraints noted | Pilot | June - September 2013 | Aluminum | Al, total | µg/L | N | N/A |  |  |  | 12600 | 160 | 98.7302 | [6 empty] | Data not provided | Data not provided | Data not provided | Data not provided | Data not provided | Data not provided | Data not provided | Data not provided |  | Influent | 2.85 | 2.41 | mg/L | 21.72 | °C | Data not provided | N/A | Data not provided | N/A | 382.6 | mV | 2404 | µS/cm | 27.1 | %DO | Data not provided | Data not provided | Data not provided | Data not provided | Data not provided | Data not provided | Data not provided | Data not provided | Data not provided | Data not provided | The Chitorem/BCR3 treatment provided the best overall treatment performance for both metal removal and sustaining sulfate reducing conditions. | Data not provided | Substrate: sawdust, wood chips, compost, dairy manure and limestone chips. BCR substrate composition was modified due to a shortage of available manure and limestone. The shortage of manure and limestone may have had a negative impact on treatment effectiveness in the BCRs. | Data not provided | Total metals data set is limited to only two sampling events (due to funding limitations).
Final Danny T Adit Treatability Study Year 1 Technical Memorandum, Barker-Hughesville Mining District Superfund Site Cascade and Judith Basin Counties, Montana | BARKER HUGHESVILLE MINING DISTRICT | MT6122307485 | N/A | N/A | BCR3 | Data not provided | Biochemical reactor (BCR) with CHIT pre-treatment (BCR3) | Passive | Biochemical reactor (BCR) | Pre-treatment | Danny T adit water | Y | BCR with pre-treatment | Batteries used to run metering pump, slurry mixer, and timer switch | Remote central Montana, southeast of Great Falls/no constraints noted | Pilot | June - September 2013 | Aluminum | Al, dissolved | µg/L | N | N/A |  |  |  | 8710 | 30 U | 99.8278 | [6 empty] | Data not provided | Data not provided | Data not provided | Data not provided | Data not provided | Data not provided | Data not provided | Data not provided | > 98% | Influent | 2.8 | 2.19 | mg/L | 25.14 | °C | Data not provided | N/A | Data not provided | N/A | 492.7 | mV | 3394 | µS/cm | 26 | %DO | Data not provided | Data not provided | Data not provided | Data not provided | Data not provided | Data not provided | Data not provided | Data not provided | Data not provided | Data not provided | The Chitorem/BCR3 treatment provided the best overall treatment performance for both metal removal and sustaining sulfate reducing conditions. | Data not provided | Substrate: sawdust, wood chips, compost, dairy manure and limestone chips. BCR substrate composition was modified due to a shortage of available manure and limestone. The shortage of manure and limestone may have had a negative impact on treatment effectiveness in the BCRs. | The number of sampling dates was reduced, resulting in less info to determine long-term treatment effectiveness. | Data not provided | U = under the detection limit
Final Danny T Adit Treatability Study Year 1 Technical Memorandum, Barker-Hughesville Mining District Superfund Site Cascade and Judith Basin Counties, Montana | BARKER HUGHESVILLE MINING DISTRICT | MT6122307485 | N/A | N/A | BCR3 | Data not provided | Biochemical reactor (BCR) with CHIT pre-treatment (BCR3) | Passive | Biochemical reactor (BCR) | Pre-treatment | Danny T adit water | Y | BCR with pre-treatment | Batteries used to run metering pump, slurry mixer, and timer switch | Remote central Montana, southeast of Great Falls/no constraints noted | Pilot | June - September 2013 | Aluminum | Al, total | µg/L | N | N/A | [6 empty] | 790 | 18900 | 95.8201 |  |  |  | Data not provided | Data not provided | Data not provided | Data not provided | Data not provided | Data not provided | Data not provided | Data not provided |  | Effluent | 6.17 | 0.04 | mg/L | 19.65 | °C | Data not provided | N/A | Data not provided | N/A | -152.5 | mV | 8162 | µS/cm | None | N/A | Data not provided | Data not provided | Data not provided | Data not provided | Data not provided | Data not provided | Data not provided | Data not provided | Data not provided | Data not provided | The Chitorem/BCR3 treatment provided the best overall treatment performance for both metal removal and sustaining sulfate reducing conditions. | Data not provided | Substrate: sawdust, wood chips, compost, dairy manure and limestone chips. BCR substrate composition was modified due to a shortage of available manure and limestone. The shortage of manure and limestone may have had a negative impact on treatment effectiveness in the BCRs. | Data not provided | Total metals data set is limited to only two sampling events (due to funding limitations).
Final Danny T Adit Treatability Study Year 1 Technical Memorandum, Barker-Hughesville Mining District Superfund Site Cascade and Judith Basin Counties, Montana | BARKER HUGHESVILLE MINING DISTRICT | MT6122307485 | N/A | N/A | BCR3 | Data not provided | Biochemical reactor (BCR) with CHIT pre-treatment (BCR3) | Passive | Biochemical reactor (BCR) | Pre-treatment | Danny T adit water | Y | BCR with pre-treatment | Batteries used to run metering pump, slurry mixer, and timer switch | Remote central Montana, southeast of Great Falls/no constraints noted | Pilot | June - September 2013 | Aluminum | Al, dissolved | µg/L | N | N/A | [6 empty] | 170 | 15600 | 98.9103 |  |  |  | Data not provided | Data not provided | Data not provided | Data not provided | Data not provided | Data not provided | Data not provided | Data not provided | > 98% | Effluent | 6.17 | 0.04 | mg/L | 19.65 | °C | Data not provided | N/A | Data not provided | N/A | -152.5 | mV | 8162 | µS/cm | None | N/A | Data not provided | Data not provided | Data not provided | Data not provided | Data not provided | Data not provided | Data not provided | Data not provided | Data not provided | Data not provided | The Chitorem/BCR3 treatment provided the best overall treatment performance for both metal removal and sustaining sulfate reducing conditions. | Data not provided | Substrate: sawdust, wood chips, compost, dairy manure and limestone chips. BCR substrate composition was modified due to a shortage of available manure and limestone. The shortage of manure and limestone may have had a negative impact on treatment effectiveness in the BCRs. | The number of sampling dates was reduced, resulting in less info to determine long-term treatment effectiveness. | Data not provided
Final Danny T Adit Treatability Study Year 1 Technical Memorandum, Barker-Hughesville Mining District Superfund Site Cascade and Judith Basin Counties, Montana | BARKER HUGHESVILLE MINING DISTRICT | MT6122307485 | N/A | N/A | BCR3 | Data not provided | Biochemical reactor (BCR) with CHIT pre-treatment (BCR3) | Passive | Biochemical reactor (BCR) | Pre-treatment | Danny T adit water | Y | BCR with pre-treatment | Batteries used to run metering pump, slurry mixer, and timer switch | Remote central Montana, southeast of Great Falls/no constraints noted | Pilot | June - September 2013 | Aluminum | Al, total | µg/L | N | N/A | [9 empty] | 160 | 12600 | 98.7302 | Data not provided | Data not provided | Data not provided | Data not provided | Data not provided | Data not provided | Data not provided | Data not provided |  | Effluent | 6.17 | 4.34 | mg/L | 17.84 | °C | Data not provided | N/A | Data not provided | N/A | -274.4 | mV | 5154 | µS/cm | 46.4 | %DO | Data not provided | Data not provided | Data not provided | Data not provided | Data not provided | Data not provided | Data not provided | Data not provided | Data not provided | Data not provided | The Chitorem/BCR3 treatment provided the best overall treatment performance for both metal removal and sustaining sulfate reducing conditions. | Data not provided | Substrate: sawdust, wood chips, compost, dairy manure and limestone chips. BCR substrate composition was modified due to a shortage of available manure and limestone. The shortage of manure and limestone may have had a negative impact on treatment effectiveness in the BCRs. | Data not provided | Total metals data set is limited to only two sampling events (due to funding limitations).
Final Danny T Adit Treatability Study Year 1 Technical Memorandum, Barker-Hughesville Mining District Superfund Site Cascade and Judith Basin Counties, Montana | BARKER HUGHESVILLE MINING DISTRICT | MT6122307485 | N/A | N/A | BCR3 | Data not provided | Biochemical reactor (BCR) with CHIT pre-treatment (BCR3) | Passive | Biochemical reactor (BCR) | Pre-treatment | Danny T adit water | Y | BCR with pre-treatment | Batteries used to run metering pump, slurry mixer, and timer switch | Remote central Montana, southeast of Great Falls/no constraints noted | Pilot | June - September 2013 | Aluminum | Al, dissolved | µg/L | N | N/A | [9 empty] | 30 U | 8,710–14,900 | 99.8 - 99.9 | Data not provided | Data not provided | Data not provided | Data not provided | Data not provided | Data not provided | Data not provided | Data not provided | > 98% | Effluent | 6.17–6.81 | 0.1–4.34 | mg/L | 14.5–21.09 | °C | Data not provided | N/A | Data not provided | N/A | (-)247.5–(-)325.7 | mV | 5,154–7,172 | µS/cm | 22.5–46.4 | %DO | Data not provided | Data not provided | Data not provided | Data not provided | Data not provided | Data not provided | Data not provided | Data not provided | Data not provided | Data not provided | The Chitorem/BCR3 treatment provided the best overall treatment performance for both metal removal and sustaining sulfate reducing conditions. | Data not provided | Substrate: sawdust, wood chips, compost, dairy manure and limestone chips. BCR substrate composition was modified due to a shortage of available manure and limestone. The shortage of manure and limestone may have had a negative impact on treatment effectiveness in the BCRs. | The number of sampling dates was reduced, resulting in less info to determine long-term treatment effectiveness. | Data not provided | U = under the detection limit. Influent is a range for multiple days with effluent under the detection limit.
Final Danny T Adit Treatability Study Year 1 Technical Memorandum, Barker-Hughesville Mining District Superfund Site Cascade and Judith Basin Counties, Montana | BARKER HUGHESVILLE MINING DISTRICT | MT6122307485 | N/A | N/A | BCR4 | Data not provided | Biochemical reactor (BCR) with Mg(OH)2 pre-treatment (BCR4) | Passive | Biochemical reactor (BCR) | Pre-treatment | Danny T adit water | Y | BCR with pre-treatment | Batteries used to run metering pump, slurry mixer, and timer switch | Remote central Montana, southeast of Great Falls/no constraints noted | Pilot | June - September 2013 | Aluminum | Al, total | µg/L | N | N/A | 18900 | 1070 | 94.3386 | [9 empty] | Data not provided | Data not provided | Data not provided | Data not provided | Data not provided | Data not provided | Data not provided | Data not provided |  | Influent | 2.81 | 6.48 | mg/L | 25 | °C | Data not provided | N/A | Data not provided | N/A | 490.9 | mV | 2267 | µS/cm | None | N/A | Data not provided | Data not provided | Data not provided | Data not provided | Data not provided | Data not provided | Data not provided | Data not provided | Data not provided | Data not provided | Data not provided | Data not provided | Substrate: sawdust, wood chips, compost, dairy manure and limestone chips. BCR substrate composition was modified due to a shortage of available manure and limestone. The shortage of manure and limestone may have had a negative impact on treatment effectiveness in the BCRs. | Data not provided | Total metals data set is limited to only two sampling events (due to funding limitations).
Final Danny T Adit Treatability Study Year 1 Technical Memorandum, Barker-Hughesville Mining District Superfund Site Cascade and Judith Basin Counties, Montana | BARKER HUGHESVILLE MINING DISTRICT | MT6122307485 | N/A | N/A | BCR4 | Data not provided | Biochemical reactor (BCR) with Mg(OH)2 pre-treatment (BCR4) | Passive | Biochemical reactor (BCR) | Pre-treatment | Danny T adit water | Y | BCR with pre-treatment | Batteries used to run metering pump, slurry mixer, and timer switch | Remote central Montana, southeast of Great Falls/no constraints noted | Pilot | June - September 2013 | Aluminum | Al, dissolved | µg/L | N | N/A | 15600 | 130 | 99.1667 | [9 empty] | Data not provided | Data not provided | Data not provided | Data not provided | Data not provided | Data not provided | Data not provided | Data not provided | > 99% | Influent | 2.81 | 6.48 | mg/L | 25 | °C | Data not provided | N/A | Data not provided | N/A | 490.9 | mV | 2267 | µS/cm | None | N/A | Data not provided | Data not provided | Data not provided | Data not provided | Data not provided | Data not provided | Y | Acute and chronic ambient water quality standards | Data not provided | Data not provided | Data not provided | Data not provided | Substrate: sawdust, wood chips, compost, dairy manure and limestone chips. BCR substrate composition was modified due to a shortage of available manure and limestone. The shortage of manure and limestone may have had a negative impact on treatment effectiveness in the BCRs. | The number of sampling dates was reduced, resulting in less info to determine long-term treatment effectiveness. | Data not provided
Final Danny T Adit Treatability Study Year 1 Technical Memorandum, Barker-Hughesville Mining District Superfund Site Cascade and Judith Basin Counties, Montana | BARKER HUGHESVILLE MINING DISTRICT | MT6122307485 | N/A | N/A | BCR4 | Data not provided | Biochemical reactor (BCR) with Mg(OH)2 pre-treatment (BCR4) | Passive | Biochemical reactor (BCR) | Pre-treatment | Danny T adit water | Y | BCR with pre-treatment | Batteries used to run metering pump, slurry mixer, and timer switch | Remote central Montana, southeast of Great Falls/no constraints noted | Pilot | June - September 2013 | Aluminum | Al, total | µg/L | N | N/A |  |  |  | 12600 | 130 | 98.9683 | [6 empty] | Data not provided | Data not provided | Data not provided | Data not provided | Data not provided | Data not provided | Data not provided | Data not provided |  | Influent | 2.85 | 2.41 | mg/L | 21.72 | °C | Data not provided | N/A | Data not provided | N/A | 382.6 | mV | 2404 | µS/cm | 27.1 | %DO | Data not provided | Data not provided | Data not provided | Data not provided | Data not provided | Data not provided | Data not provided | Data not provided | Data not provided | Data not provided | Data not provided | Data not provided | Substrate: sawdust, wood chips, compost, dairy manure and limestone chips. BCR substrate composition was modified due to a shortage of available manure and limestone. The shortage of manure and limestone may have had a negative impact on treatment effectiveness in the BCRs. | Data not provided | Total metals data set is limited to only two sampling events (due to funding limitations).
Final Danny T Adit Treatability Study Year 1 Technical Memorandum, Barker-Hughesville Mining District Superfund Site Cascade and Judith Basin Counties, Montana | BARKER HUGHESVILLE MINING DISTRICT | MT6122307485 | N/A | N/A | BCR4 | Data not provided | Biochemical reactor (BCR) with Mg(OH)2 pre-treatment (BCR4) | Passive | Biochemical reactor (BCR) | Pre-treatment | Danny T adit water | Y | BCR with pre-treatment | Batteries used to run metering pump, slurry mixer, and timer switch | Remote central Montana, southeast of Great Falls/no constraints noted | Pilot | June - September 2013 | Aluminum | Al, dissolved | µg/L | N | N/A |  |  |  | 8710 | 60 | 99.3111 | [6 empty] | Data not provided | Data not provided | Data not provided | Data not provided | Data not provided | Data not provided | Data not provided | Data not provided | > 99% | Influent | 2.8 | 2.19 | mg/L | 25.14 | °C | Data not provided | N/A | Data not provided | N/A | 492.7 | mV | 3394 | µS/cm | 26 | %DO | Data not provided | Data not provided | Data not provided | Data not provided | Data not provided | Data not provided | Y | Acute and chronic ambient water quality standards | Data not provided | Data not provided | Data not provided | Data not provided | Substrate: sawdust, wood chips, compost, dairy manure and limestone chips. BCR substrate composition was modified due to a shortage of available manure and limestone. The shortage of manure and limestone may have had a negative impact on treatment effectiveness in the BCRs. | The number of sampling dates was reduced, resulting in less info to determine long-term treatment effectiveness. | Data not provided
Final Danny T Adit Treatability Study Year 1 Technical Memorandum, Barker-Hughesville Mining District Superfund Site Cascade and Judith Basin Counties, Montana | BARKER HUGHESVILLE MINING DISTRICT | MT6122307485 | N/A | N/A | BCR4 | Data not provided | Biochemical reactor (BCR) with Mg(OH)2 pre-treatment (BCR4) | Passive | Biochemical reactor (BCR) | Pre-treatment | Danny T adit water | Y | BCR with pre-treatment | Batteries used to run metering pump, slurry mixer, and timer switch | Remote central Montana, southeast of Great Falls/no constraints noted | Pilot | June - September 2013 | Aluminum | Al, total | µg/L | N | N/A | [6 empty] | 1070 | 18900 | 94.3386 |  |  |  | Data not provided | Data not provided | Data not provided | Data not provided | Data not provided | Data not provided | Data not provided | Data not provided |  | Effluent | 6.25 | 0.02 | mg/L | 20.16 | °C | Data not provided | N/A | Data not provided | N/A | -144.8 | mV | 4001 | µS/cm | None | N/A | Data not provided | Data not provided | Data not provided | Data not provided | Data not provided | Data not provided | Data not provided | Data not provided | Data not provided | Data not provided | Data not provided | Data not provided | Substrate: sawdust, wood chips, compost, dairy manure and limestone chips. BCR substrate composition was modified due to a shortage of available manure and limestone. The shortage of manure and limestone may have had a negative impact on treatment effectiveness in the BCRs. | Data not provided | Total metals data set is limited to only two sampling events (due to funding limitations).
Final Danny T Adit Treatability Study Year 1 Technical Memorandum, Barker-Hughesville Mining District Superfund Site Cascade and Judith Basin Counties, Montana | BARKER HUGHESVILLE MINING DISTRICT | MT6122307485 | N/A | N/A | BCR4 | Data not provided | Biochemical reactor (BCR) with Mg(OH)2 pre-treatment (BCR4) | Passive | Biochemical reactor (BCR) | Pre-treatment | Danny T adit water | Y | BCR with pre-treatment | Batteries used to run metering pump, slurry mixer, and timer switch | Remote central Montana, southeast of Great Falls/no constraints noted | Pilot | June - September 2013 | Aluminum | Al, dissolved | µg/L | N | N/A | [6 empty] | 130 | 15600 | 99.1667 |  |  |  | Data not provided | Data not provided | Data not provided | Data not provided | Data not provided | Data not provided | Data not provided | Data not provided | > 99% | Effluent | 6.25 | 0.02 | mg/L | 20.16 | °C | Data not provided | N/A | Data not provided | N/A | -144.8 | mV | 4001 | µS/cm | None | N/A | Data not provided | Data not provided | Data not provided | Data not provided | Data not provided | Data not provided | Y | Acute and chronic ambient water quality standards | Data not provided | Data not provided | Data not provided | Data not provided | Substrate: sawdust, wood chips, compost, dairy manure and limestone chips. BCR substrate composition was modified due to a shortage of available manure and limestone. The shortage of manure and limestone may have had a negative impact on treatment effectiveness in the BCRs. | The number of sampling dates was reduced, resulting in less info to determine long-term treatment effectiveness. | Data not provided
Final Danny T Adit Treatability Study Year 1 Technical Memorandum, Barker-Hughesville Mining District Superfund Site Cascade and Judith Basin Counties, Montana | BARKER HUGHESVILLE MINING DISTRICT | MT6122307485 | N/A | N/A | BCR4 | Data not provided | Biochemical reactor (BCR) with Mg(OH)2 pre-treatment (BCR4) | Passive | Biochemical reactor (BCR) | Pre-treatment | Danny T adit water | Y | BCR with pre-treatment | Batteries used to run metering pump, slurry mixer, and timer switch | Remote central Montana, southeast of Great Falls/no constraints noted | Pilot | June - September 2013 | Aluminum | Al, total | µg/L | N | N/A | [9 empty] | 130 | 12600 | 98.9683 | Data not provided | Data not provided | Data not provided | Data not provided | Data not provided | Data not provided | Data not provided | Data not provided |  | Effluent | 6.36 | 2.47 | mg/L | 17.95 | °C | Data not provided | N/A | Data not provided | N/A | -30.2 | mV | 1101 | µS/cm | 26.3 | %DO | Data not provided | Data not provided | Data not provided | Data not provided | Data not provided | Data not provided | Data not provided | Data not provided | Data not provided | Data not provided | Data not provided | Data not provided | Substrate: sawdust, wood chips, compost, dairy manure and limestone chips. BCR substrate composition was modified due to a shortage of available manure and limestone. The shortage of manure and limestone may have had a negative impact on treatment effectiveness in the BCRs. | Data not provided | Total metals data set is limited to only two sampling events (due to funding limitations).
Final Danny T Adit Treatability Study Year 1 Technical Memorandum, Barker-Hughesville Mining District Superfund Site Cascade and Judith Basin Counties, Montana | BARKER HUGHESVILLE MINING DISTRICT | MT6122307485 | N/A | N/A | BCR4 | Data not provided | Biochemical reactor (BCR) with Mg(OH)2 pre-treatment (BCR4) | Passive | Biochemical reactor (BCR) | Pre-treatment | Danny T adit water | Y | BCR with pre-treatment | Batteries used to run metering pump, slurry mixer, and timer switch | Remote central Montana, southeast of Great Falls/no constraints noted | Pilot | June - September 2013 | Aluminum | Al, dissolved | µg/L | N | N/A | [9 empty] | 30 U | 12,000–14,900 | 99.9 - 99.9 | Data not provided | Data not provided | Data not provided | Data not provided | Data not provided | Data not provided | Data not provided | Data not provided | > 99% | Effluent | 6.41–7.02 | 0.21–1.65 | mg/L | 19.96–20.33 | °C | Data not provided | N/A | Data not provided | N/A | (-)169.1–(-)171.3 | mV | 2,018–2,437 | µS/cm | NA–18.5 | %DO | Data not provided | Data not provided | Data not provided | Data not provided | Data not provided | Data not provided | Y | Acute and chronic ambient water quality standards | Data not provided | Data not provided | Data not provided | Data not provided | Substrate: sawdust, wood chips, compost, dairy manure and limestone chips. BCR substrate composition was modified due to a shortage of available manure and limestone. The shortage of manure and limestone may have had a negative impact on treatment effectiveness in the BCRs. | The number of sampling dates was reduced, resulting in less info to determine long-term treatment effectiveness. | Data not provided | U = under the detection limit. Influent is a range for multiple effluent dates under the detection limit.
Final Danny T Adit Treatability Study Year 1 Technical Memorandum, Barker-Hughesville Mining District Superfund Site Cascade and Judith Basin Counties, Montana | BARKER HUGHESVILLE MINING DISTRICT | MT6122307485 | N/A | N/A | CHIT | Data not provided | Chitorem pre-treatment (CHIT) | Passive | Chitorem® | Pre-treatment | Danny T adit water | Y | Pre-treatment | Batteries used to run metering pump, slurry mixer, and timer switch | Remote central Montana, southeast of Great Falls/no constraints noted | Pilot | June - September 2013 | Aluminum | Al, total | µg/L | N | N/A | 18900 | 710 | 96.2434 | [9 empty] | Data not provided | Data not provided | Data not provided | Data not provided | Data not provided | Data not provided | Data not provided | Data not provided |  | Influent | 2.81 | 6.48 | mg/L | 25 | °C | Data not provided | N/A | Data not provided | N/A | 490.9 | mV | 2267 | µS/cm | None | N/A | Data not provided | Data not provided | Data not provided | Data not provided | Data not provided | Data not provided | Data not provided | Data not provided | Data not provided | Data not provided | The Chitorem/BCR3 treatment provided the best overall treatment performance for both metal removal and sustaining sulfate reducing conditions. | Data not provided | Chitorem is a proprietary material that contains calcium carbonate, protein, and chitin (crab shell). Also contains its own bacteria - material breaks down and produces carbonates (adds alkalinity). | The Chitorem substrate composition was modified by adding pea gravel to increase permeability. | Total metals data set is limited to only two sampling events (due to funding limitations).
Final Danny T Adit Treatability Study Year 1 Technical Memorandum, Barker-Hughesville Mining District Superfund Site Cascade and Judith Basin Counties, Montana | BARKER HUGHESVILLE MINING DISTRICT | MT6122307485 | N/A | N/A | CHIT | Data not provided | Chitorem pre-treatment (CHIT) | Passive | Chitorem® | Pre-treatment | Danny T adit water | Y | Pre-treatment | Batteries used to run metering pump, slurry mixer, and timer switch | Remote central Montana, southeast of Great Falls/no constraints noted | Pilot | June - September 2013 | Aluminum | Al, dissolved | µg/L | N | N/A | 15600 | 300 | 98.0769 | [9 empty] | Data not provided | Data not provided | Data not provided | Data not provided | Data not provided | Data not provided | Data not provided | Data not provided | > 98% | Influent | 2.81 | 6.48 | mg/L | 25 | °C | Data not provided | N/A | Data not provided | N/A | 490.9 | mV | 2267 | µS/cm | None | N/A | Data not provided | Data not provided | Data not provided | Data not provided | Data not provided | Data not provided | Data not provided | Data not provided | Data not provided | Data not provided | The Chitorem/BCR3 treatment provided the best overall treatment performance for both metal removal and sustaining sulfate reducing conditions. | Data not provided | Chitorem is a proprietary material that contains calcium carbonate, protein, and 20 chitin (crab shell). Also contains its own bacteria - material breaks down and produces carbonates (adds alkalinity). | The Chitorem substrate composition was modified by adding pea gravel to increase permeability. The number of sampling dates was reduced, resulting in less info to determine long-term treatment effectiveness. | Data not provided
Final Danny T Adit Treatability Study Year 1 Technical Memorandum, Barker-Hughesville Mining District Superfund Site Cascade and Judith Basin Counties, Montana | BARKER HUGHESVILLE MINING DISTRICT | MT6122307485 | N/A | N/A | CHIT | Data not provided | Chitorem pre-treatment (CHIT) | Passive | Chitorem® | Pre-treatment | Danny T adit water | Y | Pre-treatment | Batteries used to run metering pump, slurry mixer, and timer switch | Remote central Montana, southeast of Great Falls/no constraints noted | Pilot | June - September 2013 | Aluminum | Al, total | µg/L | N | N/A |  |  |  | 12600 | 110 | 99.127 | [6 empty] | Data not provided | Data not provided | Data not provided | Data not provided | Data not provided | Data not provided | Data not provided | Data not provided |  | Influent | 2.85 | 2.41 | mg/L | 21.72 | °C | Data not provided | N/A | Data not provided | N/A | 382.6 | mV | 2404 | µS/cm | 27.1 | %DO | Data not provided | Data not provided | Data not provided | Data not provided | Data not provided | Data not provided | Data not provided | Data not provided | Data not provided | Data not provided | The Chitorem/BCR3 treatment provided the best overall treatment performance for both metal removal and sustaining sulfate reducing conditions. | Data not provided | Chitorem is a proprietary material that contains calcium carbonate, protein, and 20 chitin (crab shell). Also contains its own bacteria - material breaks down and produces carbonates (adds alkalinity). | The Chitorem substrate composition was modified by adding pea gravel to increase permeability. | Total metals data set is limited to only two sampling events (due to funding limitations).
Final Danny T Adit Treatability Study Year 1 Technical Memorandum, Barker-Hughesville Mining District Superfund Site Cascade and Judith Basin Counties, Montana | BARKER HUGHESVILLE MINING DISTRICT | MT6122307485 | N/A | N/A | CHIT | Data not provided | Chitorem pre-treatment (CHIT) | Passive | Chitorem® | Pre-treatment | Danny T adit water | Y | Pre-treatment | Batteries used to run metering pump, slurry mixer, and timer switch | Remote central Montana, southeast of Great Falls/no constraints noted | Pilot | June - September 2013 | Aluminum | Al, dissolved | µg/L | N | N/A |  |  |  | 8710 | 90 | 98.9667 | [6 empty] | Data not provided | Data not provided | Data not provided | Data not provided | Data not provided | Data not provided | Data not provided | Data not provided | > 98% | Influent | 2.8 | 2.19 | mg/L | 25.14 | °C | Data not provided | N/A | Data not provided | N/A | 492.7 | mV | 3394 | µS/cm | 26 | %DO | Data not provided | Data not provided | Data not provided | Data not provided | Data not provided | Data not provided | Data not provided | Data not provided | Data not provided | Data not provided | The Chitorem/BCR3 treatment provided the best overall treatment performance for both metal removal and sustaining sulfate reducing conditions. | Data not provided | Chitorem is a proprietary material that contains calcium carbonate, protein, and 20 chitin (crab shell). Also contains its own bacteria - material breaks down and produces carbonates (adds alkalinity). | The Chitorem substrate composition was modified by adding pea gravel to increase permeability. The number of sampling dates was reduced, resulting in less info to determine long-term treatment effectiveness. | Data not provided
Final Danny T Adit Treatability Study Year 1 Technical Memorandum, Barker-Hughesville Mining District Superfund Site Cascade and Judith Basin Counties, Montana | BARKER HUGHESVILLE MINING DISTRICT | MT6122307485 | N/A | N/A | CHIT | Data not provided | Chitorem pre-treatment (CHIT) | Passive | Chitorem® | Pre-treatment | Danny T adit water | Y | Pre-treatment | Batteries used to run metering pump, slurry mixer, and timer switch | Remote central Montana, southeast of Great Falls/no constraints noted | Pilot | June - September 2013 | Aluminum | Al, total | µg/L | N | N/A | [6 empty] | 710 | 18900 | 96.2434 |  |  |  | Data not provided | Data not provided | Data not provided | Data not provided | Data not provided | Data not provided | Data not provided | Data not provided |  | Effluent | 6.65 | 0.05 | mg/L | 21.52 | °C | Data not provided | N/A | Data not provided | N/A | -206.8 | mV | 60571 | µS/cm | None | N/A | Data not provided | Data not provided | Data not provided | Data not provided | Data not provided | Data not provided | Data not provided | Data not provided | Data not provided | Data not provided | The Chitorem/BCR3 treatment provided the best overall treatment performance for both metal removal and sustaining sulfate reducing conditions. | Data not provided | Chitorem is a proprietary material that contains calcium carbonate, protein, and 20 chitin (crab shell). Also contains its own bacteria - material breaks down and produces carbonates (adds alkalinity). | The Chitorem substrate composition was modified by adding pea gravel to increase permeability. | Total metals data set is limited to only two sampling events (due to funding limitations).
Final Danny T Adit Treatability Study Year 1 Technical Memorandum, Barker-Hughesville Mining District Superfund Site Cascade and Judith Basin Counties, Montana | BARKER HUGHESVILLE MINING DISTRICT | MT6122307485 | N/A | N/A | CHIT | Data not provided | Chitorem pre-treatment (CHIT) | Passive | Chitorem® | Pre-treatment | Danny T adit water | Y | Pre-treatment | Batteries used to run metering pump, slurry mixer, and timer switch | Remote central Montana, southeast of Great Falls/no constraints noted | Pilot | June - September 2013 | Aluminum | Al, dissolved | µg/L | N | N/A | [6 empty] | 300 | 15600 | 98.0769 |  |  |  | Data not provided | Data not provided | Data not provided | Data not provided | Data not provided | Data not provided | Data not provided | Data not provided | > 98% | Effluent | 6.65 | 0.05 | mg/L | 21.52 | °C | Data not provided | N/A | Data not provided | N/A | -206.8 | mV | 60571 | µS/cm | None | N/A | Data not provided | Data not provided | Data not provided | Data not provided | Data not provided | Data not provided | Data not provided | Data not provided | Data not provided | Data not provided | The Chitorem/BCR3 treatment provided the best overall treatment performance for both metal removal and sustaining sulfate reducing conditions. | Data not provided | Chitorem is a proprietary material that contains calcium carbonate, protein, and 20 chitin (crab shell). Also contains its own bacteria - material breaks down and produces carbonates (adds alkalinity). | The Chitorem substrate composition was modified by adding pea gravel to increase permeability. The number of sampling dates was reduced, resulting in less info to determine long-term treatment effectiveness. | Data not provided
Final Danny T Adit Treatability Study Year 1 Technical Memorandum, Barker-Hughesville Mining District Superfund Site Cascade and Judith Basin Counties, Montana | BARKER HUGHESVILLE MINING DISTRICT | MT6122307485 | N/A | N/A | CHIT | Data not provided | Chitorem pre-treatment (CHIT) | Passive | Chitorem® | Pre-treatment | Danny T adit water | Y | Pre-treatment | Batteries used to run metering pump, slurry mixer, and timer switch | Remote central Montana, southeast of Great Falls/no constraints noted | Pilot | June - September 2013 | Aluminum | Al, total | µg/L | N | N/A | [9 empty] | 110 | 12600 | 99.127 | Data not provided | Data not provided | Data not provided | Data not provided | Data not provided | Data not provided | Data not provided | Data not provided |  | Effluent | 6.07 | 3.08 | mg/L | 16.95 | °C | Data not provided | N/A | Data not provided | N/A | -184.7 | mV | 2941 | µS/cm | 31.9 | %DO | Data not provided | Data not provided | Data not provided | Data not provided | Data not provided | Data not provided | Data not provided | Data not provided | Data not provided | Data not provided | The Chitorem/BCR3 treatment provided the best overall treatment performance for both metal removal and sustaining sulfate reducing conditions. | Data not provided | Chitorem is a proprietary material that contains calcium carbonate, protein, and 20 chitin (crab shell). Also contains its own bacteria - material breaks down and produces carbonates (adds alkalinity). | The Chitorem substrate composition was modified by adding pea gravel to increase permeability. | Total metals data set is limited to only two sampling events (due to funding limitations).
Final Danny T Adit Treatability Study Year 1 Technical Memorandum, Barker-Hughesville Mining District Superfund Site Cascade and Judith Basin Counties, Montana | BARKER HUGHESVILLE MINING DISTRICT | MT6122307485 | N/A | N/A | CHIT | Data not provided | Chitorem pre-treatment (CHIT) | Passive | Chitorem® | Pre-treatment | Danny T adit water | Y | Pre-treatment | Batteries used to run metering pump, slurry mixer, and timer switch | Remote central Montana, southeast of Great Falls/no constraints noted | Pilot | June - September 2013 | Aluminum | Al, dissolved | µg/L | N | N/A | [9 empty] | 30 U | 10,900–14,900 | 99.9 - 99.9 | Data not provided | Data not provided | Data not provided | Data not provided | Data not provided | Data not provided | Data not provided | Data not provided | > 98% | Effluent | 6.07–6.83 | 0.25–3.94 | mg/L | 13.52–21.12 | °C | Data not provided | N/A | Data not provided | N/A | (-)125.1–(-)249.8 | mV | 2,941–8,956 | µS/cm | 31.9–46.4 | %DO | Data not provided | Data not provided | Data not provided | Data not provided | Data not provided | Data not provided | Data not provided | Data not provided | Data not provided | Data not provided | The Chitorem/BCR3 treatment provided the best overall treatment performance for both metal removal and sustaining sulfate reducing conditions. | Data not provided | Chitorem is a proprietary material that contains calcium carbonate, protein, and 20 chitin (crab shell). Also contains its own bacteria - material breaks down and produces carbonates (adds alkalinity). | The Chitorem substrate composition was modified by adding pea gravel to increase permeability. The number of sampling dates was reduced, resulting in less info to determine long-term treatment effectiveness. | Data not provided | U = under the detection limit; range of associated effluent for multiple days below the detection limit.
Final Danny T Adit Treatability Study Year 1 Technical Memorandum, Barker-Hughesville Mining District Superfund Site Cascade and Judith Basin Counties, Montana | BARKER HUGHESVILLE MINING DISTRICT | MT6122307485 | N/A | N/A | MGOH | Data not provided | Alkaline Addition pre-treatment - Mg(OH)2 | Passive | Magnesium hydroxide Mg(OH)2 | Pre-treatment | Danny T adit water | Y | Pre-treatment | Batteries used to run metering pump, slurry mixer, and timer switch | Remote central Montana, southeast of Great Falls/no constraints noted | Pilot | June - September 2013 | Aluminum | Al, total | µg/L | N | N/A | 18900 | 1560 | 91.746 | [9 empty] | Data not provided | Data not provided | Data not provided | Data not provided | Data not provided | Data not provided | Data not provided | Data not provided |  | Influent | 2.81 | 6.48 | mg/L | 25 | °C | Data not provided | N/A | Data not provided | N/A | 490.9 | mV | 2267 | µS/cm | None | N/A | Data not provided | Data not provided | Data not provided | Data not provided | Data not provided | Data not provided | Data not provided | Data not provided | Data not provided | Data not provided | Data not provided | Data not provided | Alkaline addition using a magnesium hydroxide (Mg(OH)2) solution | Data not provided | Total metals data set is limited to only two sampling events (due to funding limitations).
Final Danny T Adit Treatability Study Year 1 Technical Memorandum, Barker-Hughesville Mining District Superfund Site Cascade and Judith Basin Counties, Montana | BARKER HUGHESVILLE MINING DISTRICT | MT6122307485 | N/A | N/A | MGOH | Data not provided | Alkaline Addition pre-treatment - Mg(OH)2 | Passive | Magnesium hydroxide Mg(OH)2 | Pre-treatment | Danny T adit water | Y | Pre-treatment | Batteries used to run metering pump, slurry mixer, and timer switch | Remote central Montana, southeast of Great Falls/no constraints noted | Pilot | June - September 2013 | Aluminum | Al, dissolved | µg/L | N | N/A | 15600 | 870 | 94.4231 | [9 empty] | Data not provided | Data not provided | Data not provided | Data not provided | Data not provided | Data not provided | Data not provided | Data not provided |  | Influent | 2.81 | 6.48 | mg/L | 25 | °C | Data not provided | N/A | Data not provided | N/A | 490.9 | mV | 2267 | µS/cm | None | N/A | Data not provided | Data not provided | Data not provided | Data not provided | Data not provided | Data not provided | Data not provided | Data not provided | Data not provided | Data not provided | Data not provided | Data not provided | Alkaline addition using a magnesium hydroxide (Mg(OH)2) solution | The number of sampling dates was reduced, resulting in less info to determine long-term treatment effectiveness. | Data not provided
Final Danny T Adit Treatability Study Year 1 Technical Memorandum, Barker-Hughesville Mining District Superfund Site Cascade and Judith Basin Counties, Montana | BARKER HUGHESVILLE MINING DISTRICT | MT6122307485 | N/A | N/A | MGOH | Data not provided | Alkaline Addition pre-treatment - Mg(OH)2 | Passive | Magnesium hydroxide Mg(OH)2 | Pre-treatment | Danny T adit water | Y | Pre-treatment | Batteries used to run metering pump, slurry mixer, and timer switch | Remote central Montana, southeast of Great Falls/no constraints noted | Pilot | June - September 2013 | Aluminum | Al, total | µg/L | N | N/A |  |  |  | 12600 | 3410 | 72.9365 | [6 empty] | Data not provided | Data not provided | Data not provided | Data not provided | Data not provided | Data not provided | Data not provided | Data not provided |  | Influent | 2.85 | 2.41 | mg/L | 21.72 | °C | Data not provided | N/A | Data not provided | N/A | 382.6 | mV | 2404 | µS/cm | 27.1 | %DO | Data not provided | Data not provided | Data not provided | Data not provided | Data not provided | Data not provided | Data not provided | Data not provided | Data not provided | Data not provided | Data not provided | Data not provided | Alkaline addition using a magnesium hydroxide (Mg(OH)2) solution | Data not provided | Total metals data set is limited to only two sampling events (due to funding limitations).
Final Danny T Adit Treatability Study Year 1 Technical Memorandum, Barker-Hughesville Mining District Superfund Site Cascade and Judith Basin Counties, Montana | BARKER HUGHESVILLE MINING DISTRICT | MT6122307485 | N/A | N/A | MGOH | Data not provided | Alkaline Addition pre-treatment - Mg(OH)2 | Passive | Magnesium hydroxide Mg(OH)2 | Pre-treatment | Danny T adit water | Y | Pre-treatment | Batteries used to run metering pump, slurry mixer, and timer switch | Remote central Montana, southeast of Great Falls/no constraints noted | Pilot | June - September 2013 | Aluminum | Al, dissolved | µg/L | N | N/A |  |  |  | 8710 | 180 | 97.9334 | [6 empty] | Data not provided | Data not provided | Data not provided | Data not provided | Data not provided | Data not provided | Data not provided | Data not provided |  | Influent | 2.8 | 2.19 | mg/L | 25.14 | °C | Data not provided | N/A | Data not provided | N/A | 492.7 | mV | 3394 | µS/cm | 26 | %DO | Data not provided | Data not provided | Data not provided | Data not provided | Data not provided | Data not provided | Data not provided | Data not provided | Data not provided | Data not provided | Data not provided | Data not provided | Alkaline addition using a magnesium hydroxide (Mg(OH)2) solution | The number of sampling dates was reduced, resulting in less info to determine long-term treatment effectiveness. | Data not provided
Final Danny T Adit Treatability Study Year 1 Technical Memorandum, Barker-Hughesville Mining District Superfund Site Cascade and Judith Basin Counties, Montana | BARKER HUGHESVILLE MINING DISTRICT | MT6122307485 | N/A | N/A | MGOH | Data not provided | Alkaline Addition pre-treatment - Mg(OH)2 | Passive | Magnesium hydroxide Mg(OH)2 | Pre-treatment | Danny T adit water | Y | Pre-treatment | Batteries used to run metering pump, slurry mixer, and timer switch | Remote central Montana, southeast of Great Falls/no constraints noted | Pilot | June - September 2013 | Aluminum | Al, total | µg/L | N | N/A | [6 empty] | 3410 | 12600 | 72.9365 |  |  |  | Data not provided | Data not provided | Data not provided | Data not provided | Data not provided | Data not provided | Data not provided | Data not provided |  | Effluent | 5.54 | 3.17 | mg/L | 17.66 | °C | Data not provided | N/A | Data not provided | N/A | 114.1 | mV | 2058 | µS/cm | 33.9 | %DO | Data not provided | Data not provided | Data not provided | Data not provided | Data not provided | Data not provided | Data not provided | Data not provided | Data not provided | Data not provided | Data not provided | Data not provided | Alkaline addition using a magnesium hydroxide (Mg(OH)2) solution | Data not provided | Total metals data set is limited to only two sampling events (due to funding limitations).
Final Danny T Adit Treatability Study Year 1 Technical Memorandum, Barker-Hughesville Mining District Superfund Site Cascade and Judith Basin Counties, Montana | BARKER HUGHESVILLE MINING DISTRICT | MT6122307485 | N/A | N/A | MGOH | Data not provided | Alkaline Addition pre-treatment - Mg(OH)2 | Passive | Magnesium hydroxide Mg(OH)2 | Pre-treatment | Danny T adit water | Y | Pre-treatment | Batteries used to run metering pump, slurry mixer, and timer switch | Remote central Montana, southeast of Great Falls/no constraints noted | Pilot | June - September 2013 | Aluminum | Al, dissolved | µg/L | N | N/A | [6 empty] | 12800 | 12800 | 0 |  |  |  | Data not provided | Data not provided | Data not provided | Data not provided | Data not provided | Data not provided | Data not provided | Data not provided |  | Effluent | 3.05 | 2.85 | mg/L | 13.16 | °C | Data not provided | N/A | Data not provided | N/A | 425 | mV | 2404 | µS/cm | 28 | %DO | Data not provided | Data not provided | Data not provided | Data not provided | Data not provided | Data not provided | Data not provided | Data not provided | Data not provided | Data not provided | Data not provided | Data not provided | Alkaline addition using a magnesium hydroxide (Mg(OH)2) solution | The number of sampling dates was reduced, resulting in less info to determine long-term treatment effectiveness. | Data not provided
Final Danny T Adit Treatability Study Year 1 Technical Memorandum, Barker-Hughesville Mining District Superfund Site Cascade and Judith Basin Counties, Montana | BARKER HUGHESVILLE MINING DISTRICT | MT6122307485 | N/A | N/A | MGOH | Data not provided | Alkaline Addition pre-treatment - Mg(OH)2 | Passive | Magnesium hydroxide Mg(OH)2 | Pre-treatment | Danny T adit water | Y | Pre-treatment | Batteries used to run metering pump, slurry mixer, and timer switch | Remote central Montana, southeast of Great Falls/no constraints noted | Pilot | June - September 2013 | Aluminum | Al, total | µg/L | N | N/A | [9 empty] | 1560 | 18900 | 91.746 | Data not provided | Data not provided | Data not provided | Data not provided | Data not provided | Data not provided | Data not provided | Data not provided |  | Effluent | 5.94 | 3.95 | mg/L | 19.28 | °C | Data not provided | N/A | Data not provided | N/A | -15.6 | mV | 1995 | µS/cm | None | N/A | Data not provided | Data not provided | Data not provided | Data not provided | Data not provided | Data not provided | Data not provided | Data not provided | Data not provided | Data not provided | Data not provided | Data not provided | Alkaline addition using a magnesium hydroxide (Mg(OH)2) solution | Data not provided | Total metals data set is limited to only two sampling events (due to funding limitations).
Final Danny T Adit Treatability Study Year 1 Technical Memorandum, Barker-Hughesville Mining District Superfund Site Cascade and Judith Basin Counties, Montana | BARKER HUGHESVILLE MINING DISTRICT | MT6122307485 | N/A | N/A | MGOH | Data not provided | Alkaline Addition pre-treatment - Mg(OH)2 | Passive | Magnesium hydroxide Mg(OH)2 | Pre-treatment | Danny T adit water | Y | Pre-treatment | Batteries used to run metering pump, slurry mixer, and timer switch | Remote central Montana, southeast of Great Falls/no constraints noted | Pilot | June - September 2013 | Aluminum | Al, dissolved | µg/L | N | N/A | [9 empty] | 180 | 8710 | 97.9334 | Data not provided | Data not provided | Data not provided | Data not provided | Data not provided | Data not provided | Data not provided | Data not provided |  | Effluent | 3.69 | 7.22 | mg/L | 16.5 | °C | Data not provided | N/A | Data not provided | N/A | 103.5 | mV | 2058 | µS/cm | 33.9 | %DO | Data not provided | Data not provided | Data not provided | Data not provided | Data not provided | Data not provided | Data not provided | Data not provided | Data not provided | Data not provided | Data not provided | Data not provided | Alkaline addition using a magnesium hydroxide (Mg(OH)2) solution | The number of sampling dates was reduced, resulting in less info to determine long-term treatment effectiveness. | Data not provided
Final Danny T Adit Treatability Study Year 1 Technical Memorandum, Barker-Hughesville Mining District Superfund Site Cascade and Judith Basin Counties, Montana | BARKER HUGHESVILLE MINING DISTRICT | MT6122307485 | N/A | N/A | SAPS | Data not provided | Successive alkalinity producing system (SAPS) pre-treatment | Passive | Successive alkalinity producing system (SAPS) | Pre-treatment | Danny T adit water | Y | Pre-treatment | Batteries used to run metering pump, slurry mixer, and timer switch | Remote central Montana, southeast of Great Falls/no constraints noted | Pilot | June - September 2013 | Aluminum | Al, total | µg/L | N | N/A | 18900 | 220 | 98.836 | [9 empty] | Data not provided | Data not provided | Data not provided | Data not provided | Data not provided | Data not provided | Data not provided | Data not provided |  | Influent | 2.81 | 6.48 | mg/L | 25 | °C | Data not provided | N/A | Data not provided | N/A | 490.9 | mV | 2267 | µS/cm | None | N/A | Data not provided | Data not provided | Data not provided | Data not provided | Data not provided | Data not provided | Data not provided | Data not provided | Data not provided | Data not provided | Data not provided | Data not provided | Pre-treatment substrate of limestone gravel overlain by a manure and compost layer | Data not provided | Total metals data set is limited to only two sampling events (due to funding limitations).
Final Danny T Adit Treatability Study Year 1 Technical Memorandum, Barker-Hughesville Mining District Superfund Site Cascade and Judith Basin Counties, Montana | BARKER HUGHESVILLE MINING DISTRICT | MT6122307485 | N/A | N/A | SAPS | Data not provided | Successive alkalinity producing system (SAPS) pre-treatment | Passive | Successive alkalinity producing system (SAPS) | Pre-treatment | Danny T adit water | Y | Pre-treatment | Batteries used to run metering pump, slurry mixer, and timer switch | Remote central Montana, southeast of Great Falls/no constraints noted | Pilot | June - September 2013 | Aluminum | Al, dissolved | µg/L | N | N/A | 15600 | 40 | 99.7436 | [9 empty] | Data not provided | Data not provided | Data not provided | Data not provided | Data not provided | Data not provided | Data not provided | Data not provided |  | Influent | 2.81 | 6.48 | mg/L | 25 | °C | Data not provided | N/A | Data not provided | N/A | 490.9 | mV | 2267 | µS/cm | None | N/A | Data not provided | Data not provided | Data not provided | Data not provided | Data not provided | Data not provided | Data not provided | Data not provided | Data not provided | Data not provided | Data not provided | Data not provided | Pre-treatment substrate of limestone gravel overlain by a manure and compost layer | The number of sampling dates was reduced, resulting in less info to determine long-term treatment effectiveness. | Data not provided
Final Danny T Adit Treatability Study Year 1 Technical Memorandum, Barker-Hughesville Mining District Superfund Site Cascade and Judith Basin Counties, Montana | BARKER HUGHESVILLE MINING DISTRICT | MT6122307485 | N/A | N/A | SAPS | Data not provided | Successive alkalinity producing system (SAPS) pre-treatment | Passive | Successive alkalinity producing system (SAPS) | Pre-treatment | Danny T adit water | Y | Pre-treatment | Batteries used to run metering pump, slurry mixer, and timer switch | Remote central Montana, southeast of Great Falls/no constraints noted | Pilot | June - September 2013 | Aluminum | Al, total | µg/L | N | N/A |  |  |  | 12600 | 154000 | -1122.2222 | [6 empty] | Data not provided | Data not provided | Data not provided | Data not provided | Data not provided | Data not provided | Data not provided | Data not provided |  | Influent | 2.85 | 2.41 | mg/L | 21.72 | °C | Data not provided | N/A | Data not provided | N/A | 382.6 | mV | 2404 | µS/cm | 27.1 | %DO | Data not provided | Data not provided | Data not provided | Data not provided | Data not provided | Data not provided | Data not provided | Data not provided | Data not provided | Data not provided | Data not provided | Data not provided | Pre-treatment substrate of limestone gravel overlain by a manure and compost layer | Data not provided | Total metals data set is limited to only two sampling events (due to funding limitations).
Final Danny T Adit Treatability Study Year 1 Technical Memorandum, Barker-Hughesville Mining District Superfund Site Cascade and Judith Basin Counties, Montana | BARKER HUGHESVILLE MINING DISTRICT | MT6122307485 | N/A | N/A | SAPS | Data not provided | Successive alkalinity producing system (SAPS) pre-treatment | Passive | Successive alkalinity producing system (SAPS) | Pre-treatment | Danny T adit water | Y | Pre-treatment | Batteries used to run metering pump, slurry mixer, and timer switch | Remote central Montana, southeast of Great Falls/no constraints noted | Pilot | June - September 2013 | Aluminum | Al, dissolved | µg/L | N | N/A |  |  |  | 8710 | 2020 | 76.8083 | [6 empty] | Data not provided | Data not provided | Data not provided | Data not provided | Data not provided | Data not provided | Data not provided | Data not provided |  | Influent | 2.8 | 2.19 | mg/L | 25.14 | °C | Data not provided | N/A | Data not provided | N/A | 492.7 | mV | 3394 | µS/cm | 26 | %DO | Data not provided | Data not provided | Data not provided | Data not provided | Data not provided | Data not provided | Data not provided | Data not provided | Data not provided | Data not provided | Data not provided | Data not provided | Pre-treatment substrate of limestone gravel overlain by a manure and compost layer | The number of sampling dates was reduced, resulting in less info to determine long-term treatment effectiveness. | Data not provided
Final Danny T Adit Treatability Study Year 1 Technical Memorandum, Barker-Hughesville Mining District Superfund Site Cascade and Judith Basin Counties, Montana | BARKER HUGHESVILLE MINING DISTRICT | MT6122307485 | N/A | N/A | SAPS | Data not provided | Successive alkalinity producing system (SAPS) pre-treatment | Passive | Successive alkalinity producing system (SAPS) | Pre-treatment | Danny T adit water | Y | Pre-treatment | Batteries used to run metering pump, slurry mixer, and timer switch | Remote central Montana, southeast of Great Falls/no constraints noted | Pilot | June - September 2013 | Aluminum | Al, total | µg/L | N | N/A | [6 empty] | 154000 | 12600 | -1122.2222 |  |  |  | Data not provided | Data not provided | Data not provided | Data not provided | Data not provided | Data not provided | Data not provided | Data not provided |  | Effluent | 5.22 | 1.58 | mg/L | 17.74 | °C | Data not provided | N/A | Data not provided | N/A | 132.8 | mV | 2091 | µS/cm | 15.8 | %DO | Data not provided | Data not provided | Data not provided | Data not provided | Data not provided | Data not provided | Data not provided | Data not provided | Data not provided | Data not provided | Data not provided | Data not provided | Pre-treatment substrate of limestone gravel overlain by a manure and compost layer | Data not provided | Total metals data set is limited to only two sampling events (due to funding limitations).
Final Danny T Adit Treatability Study Year 1 Technical Memorandum, Barker-Hughesville Mining District Superfund Site Cascade and Judith Basin Counties, Montana | BARKER HUGHESVILLE MINING DISTRICT | MT6122307485 | N/A | N/A | SAPS | Data not provided | Successive alkalinity producing system (SAPS) pre-treatment | Passive | Successive alkalinity producing system (SAPS) | Pre-treatment | Danny T adit water | Y | Pre-treatment | Batteries used to run metering pump, slurry mixer, and timer switch | Remote central Montana, southeast of Great Falls/no constraints noted | Pilot | June - September 2013 | Aluminum | Al, dissolved | µg/L | N | N/A | [6 empty] | 2550 | 12800 | 80.0781 |  |  |  | Data not provided | Data not provided | Data not provided | Data not provided | Data not provided | Data not provided | Data not provided | Data not provided |  | Effluent | 5.11 | 2.36 | mg/L | 13.38 | °C | Data not provided | N/A | Data not provided | N/A | 178.3 | mV | 2347 | µS/cm | 22.9 | %DO | Data not provided | Data not provided | Data not provided | Data not provided | Data not provided | Data not provided | Data not provided | Data not provided | Data not provided | Data not provided | Data not provided | Data not provided | Pre-treatment substrate of limestone gravel overlain by a manure and compost layer | The number of sampling dates was reduced, resulting in less info to determine long-term treatment effectiveness. | Data not provided
Final Danny T Adit Treatability Study Year 1 Technical Memorandum, Barker-Hughesville Mining District Superfund Site Cascade and Judith Basin Counties, Montana | BARKER HUGHESVILLE MINING DISTRICT | MT6122307485 | N/A | N/A | SAPS | Data not provided | Successive alkalinity producing system (SAPS) pre-treatment | Passive | Successive alkalinity producing system (SAPS) | Pre-treatment | Danny T adit water | Y | Pre-treatment | Batteries used to run metering pump, slurry mixer, and timer switch | Remote central Montana, southeast of Great Falls/no constraints noted | Pilot | June - September 2013 | Aluminum | Al, total | µg/L | N | N/A | [9 empty] | 220 | 18900 | 98.836 | Data not provided | Data not provided | Data not provided | Data not provided | Data not provided | Data not provided | Data not provided | Data not provided |  | Effluent | 6.38 | 0.09 | mg/L | 21.97 | °C | Data not provided | N/A | Data not provided | N/A | -157.6 | mV | 2434 | µS/cm | None | N/A | Data not provided | Data not provided | Data not provided | Data not provided | Data not provided | Data not provided | Data not provided | Data not provided | Data not provided | Data not provided | Data not provided | Data not provided | Pre-treatment substrate of limestone gravel overlain by a manure and compost layer | Data not provided | Total metals data set is limited to only two sampling events (due to funding limitations).
Final Danny T Adit Treatability Study Year 1 Technical Memorandum, Barker-Hughesville Mining District Superfund Site Cascade and Judith Basin Counties, Montana | BARKER HUGHESVILLE MINING DISTRICT | MT6122307485 | N/A | N/A | SAPS | Data not provided | Successive alkalinity producing system (SAPS) pre-treatment | Passive | Successive alkalinity producing system (SAPS) | Pre-treatment | Danny T adit water | Y | Pre-treatment | Batteries used to run metering pump, slurry mixer, and timer switch | Remote central Montana, southeast of Great Falls/no constraints noted | Pilot | June - September 2013 | Aluminum | Al, dissolved | µg/L | N | N/A | [9 empty] | 40 | 15600 | 99.7436 | Data not provided | Data not provided | Data not provided | Data not provided | Data not provided | Data not provided | Data not provided | Data not provided |  | Effluent | 6.38 | 0.09 | mg/L | 21.97 | °C | Data not provided | N/A | Data not provided | N/A | -157.6 | mV | 2434 | µS/cm | None | N/A | Data not provided | Data not provided | Data not provided | Data not provided | Data not provided | Data not provided | Data not provided | Data not provided | Data not provided | Data not provided | Data not provided | Data not provided | Pre-treatment substrate of limestone gravel overlain by a manure and compost layer | The number of sampling dates was reduced, resulting in less info to determine long-term treatment effectiveness. | Data not provided
Final Danny T Adit Treatability Study Year 1 Technical Memorandum, Barker-Hughesville Mining District Superfund Site Cascade and Judith Basin Counties, Montana | BARKER HUGHESVILLE MINING DISTRICT | MT6122307485 | N/A | N/A | SAPS | Data not provided | Successive alkalinity producing system (SAPS) pre-treatment | Passive | Successive alkalinity producing system (SAPS) | Pre-treatment | Danny T adit water | Y | Pre-treatment | Batteries used to run metering pump, slurry mixer, and timer switch | Remote central Montana, southeast of Great Falls/no constraints noted | Pilot | June - September 2013 | Alkalinity | Alkalinity | mg/L as CaCO3 | N | N/A | 1 U | 1 U–750 | Not Applicable | [9 empty] | Data not provided | Data not provided | Data not provided | Data not provided | Data not provided | Data not provided | Data not provided | Data not provided |  | Influent | 2.72–2.94 | NA–6.48 | mg/L | 16.34–25.14 | °C | Data not provided | N/A | Data not provided | N/A | 382.6–492.7 | mV | 1,332–3,394 | µS/cm | NA–43.7 | %DO | Data not provided | Data not provided | Data not provided | Data not provided | Data not provided | Data not provided | Data not provided | Data not provided | Data not provided | Data not provided | Data not provided | Data not provided | Pre-treatment substrate of limestone gravel overlain by a manure and compost layer. | Data not provided | All influent values below the detection limit | U = under the detection limit. A range of values is shown to reflect multiple days with influent below the detection limit.
Final Danny T Adit Treatability Study Year 1 Technical Memorandum, Barker-Hughesville Mining District Superfund Site Cascade and Judith Basin Counties, Montana | BARKER HUGHESVILLE MINING DISTRICT | MT6122307485 | N/A | N/A | SAPS | Data not provided | Successive alkalinity producing system (SAPS) pre-treatment | Passive | Successive alkalinity producing system (SAPS) | Pre-treatment | Danny T adit water | Y | Pre-treatment | Batteries used to run metering pump, slurry mixer, and timer switch | Remote central Montana, southeast of Great Falls/no constraints noted | Pilot | June - September 2013 | Alkalinity | Alkalinity | mg/L as CaCO3 | N | N/A |  |  |  | 1 U | 1 U–750 | Not Applicable | [6 empty] | Data not provided | Data not provided | Data not provided | Data not provided | Data not provided | Data not provided | Data not provided | Data not provided |  | Influent | 2.72–2.94 | NA–6.48 | mg/L | 16.34–25.14 | °C | Data not provided | N/A | Data not provided | N/A | 382.6–492.7 | mV | 1,332–3,394 | µS/cm | NA–43.7 | %DO | Data not provided | Data not provided | Data not provided | Data not provided | Data not provided | Data not provided | Data not provided | Data not provided | Data not provided | Data not provided | Data not provided | Data not provided | Pre-treatment substrate of limestone gravel overlain by a manure and compost layer. | Data not provided | All influent values below the detection limit | U = under the detection limit. A range of values is shown to reflect multiple days with influent below the detection limit.
Final Danny T Adit Treatability Study Year 1 Technical Memorandum, Barker-Hughesville Mining District Superfund Site Cascade and Judith Basin Counties, Montana | BARKER HUGHESVILLE MINING DISTRICT | MT6122307485 | N/A | N/A | SAPS | Data not provided | Successive alkalinity producing system (SAPS) pre-treatment | Passive | Successive alkalinity producing system (SAPS) | Pre-treatment | Danny T adit water | Y | Pre-treatment | Batteries used to run metering pump, slurry mixer, and timer switch | Remote central Montana, southeast of Great Falls/no constraints noted | Pilot | June - September 2013 | Alkalinity | Alkalinity | mg/L as CaCO3 | N | N/A | [6 empty] | 750 | 1 U | Not Applicable |  |  |  | Data not provided | Data not provided | Data not provided | Data not provided | Data not provided | Data not provided | Data not provided | Data not provided |  | Effluent | 6.38 | 0.09 | mg/L | 21.97 | °C | Data not provided | N/A | Data not provided | N/A | -157.6 | mV | 2434 | µS/cm | None | N/A | Data not provided | Data not provided | Data not provided | Data not provided | Data not provided | Data not provided | Data not provided | Data not provided | Data not provided | Data not provided | Data not provided | Data not provided | Pre-treatment substrate of limestone gravel overlain by a manure and compost layer. | Data not provided | Data not provided | U = under the detection limit.
Final Danny T Adit Treatability Study Year 1 Technical Memorandum, Barker-Hughesville Mining District Superfund Site Cascade and Judith Basin Counties, Montana | BARKER HUGHESVILLE MINING DISTRICT | MT6122307485 | N/A | N/A | SAPS | Data not provided | Successive alkalinity producing system (SAPS) pre-treatment | Passive | Successive alkalinity producing system (SAPS) | Pre-treatment | Danny T adit water | Y | Pre-treatment | Batteries used to run metering pump, slurry mixer, and timer switch | Remote central Montana, southeast of Great Falls/no constraints noted | Pilot | June - September 2013 | Alkalinity | Alkalinity | mg/L as CaCO3 | N | N/A | [9 empty] | 1 U | 1 U | Not Applicable | Data not provided | Data not provided | Data not provided | Data not provided | Data not provided | Data not provided | Data not provided | Data not provided |  | Effluent | 5.11 | 2.36 | mg/L | 13.38 | °C | Data not provided | N/A | Data not provided | N/A | 178.3 | mV | 2347 | µS/cm | 22.9 | %DO | Data not provided | Data not provided | Data not provided | Data not provided | Data not provided | Data not provided | Data not provided | Data not provided | Data not provided | Data not provided | Data not provided | Data not provided | Pre-treatment substrate of limestone gravel overlain by a manure and compost layer. | Data not provided | Data not provided | U = under the detection limit.
Final Danny T Adit Treatability Study Year 1 Technical Memorandum, Barker-Hughesville Mining District Superfund Site Cascade and Judith Basin Counties, Montana | BARKER HUGHESVILLE MINING DISTRICT | MT6122307485 | N/A | N/A | CHIT | Data not provided | Chitorem pre-treatment (CHIT) | Passive | Chitorem® | Pre-treatment | Danny T adit water | Y | Pre-treatment | Batteries used to run metering pump, slurry mixer, and timer switch | Remote central Montana, southeast of Great Falls/no constraints noted | Pilot | June - September 2013 | Alkalinity | Alkalinity | mg/L as CaCO3 | N | N/A | 1 U | 620–23,000 | Not Applicable | [9 empty] | Data not provided | Data not provided | Data not provided | Data not provided | Data not provided | Data not provided | Data not provided | Data not provided |  | Influent | 2.72–2.94 | NA–6.48 | mg/L | 16.34–25.14 | °C | Data not provided | N/A | Data not provided | N/A | 382.6–492.7 | mV | 1,332–3,394 | µS/cm | NA–43.7 | %DO | Data not provided | Data not provided | Data not provided | Data not provided | Data not provided | Data not provided | Data not provided | Data not provided | Data not provided | Data not provided | The Chitorem/BCR3 treatment provided the best overall treatment performance for both metal removal and sustaining sulfate reducing conditions. | Data not provided | Chitorem is a proprietary material that contains calcium carbonate, protein, and chitin (crab shell). Also contains its own bacteria - material breaks down and produces carbonates (adds alkalinity). | The Chitorem substrate composition was modified by adding pea gravel to increase permeability. | All influent values below the detection limit | U = under the detection limit. A range of values is shown to reflect multiple days with influent below the detection limit.
Final Danny T Adit Treatability Study Year 1 Technical Memorandum, Barker-Hughesville Mining District Superfund Site Cascade and Judith Basin Counties, Montana | BARKER HUGHESVILLE MINING DISTRICT | MT6122307485 | N/A | N/A | CHIT | Data not provided | Chitorem pre-treatment (CHIT) | Passive | Chitorem® | Pre-treatment | Danny T adit water | Y | Pre-treatment | Batteries used to run metering pump, slurry mixer, and timer switch | Remote central Montana, southeast of Great Falls/no constraints noted | Pilot | June - September 2013 | Alkalinity | Alkalinity | mg/L as CaCO3 | N | N/A |  |  |  | 1 U | 620–23,000 | Not Applicable | [6 empty] | Data not provided | Data not provided | Data not provided | Data not provided | Data not provided | Data not provided | Data not provided | Data not provided |  | Influent | 2.72–2.94 | NA–6.48 | mg/L | 16.34–25.14 | °C | Data not provided | N/A | Data not provided | N/A | 382.6–492.7 | mV | 1,332–3,394 | µS/cm | NA–43.7 | %DO | Data not provided | Data not provided | Data not provided | Data not provided | Data not provided | Data not provided | Data not provided | Data not provided | Data not provided | Data not provided | The Chitorem/BCR3 treatment provided the best overall treatment performance for both metal removal and sustaining sulfate reducing conditions. | Data not provided | Chitorem is a proprietary material that contains calcium carbonate, protein, and chitin (crab shell). Also contains its own bacteria - material breaks down and produces carbonates (adds alkalinity). | The Chitorem substrate composition was modified by adding pea gravel to increase permeability. | All influent values below the detection limit | U = under the detection limit. A range of values is shown to reflect multiple days with influent below the detection limit.
Final Danny T Adit Treatability Study Year 1 Technical Memorandum, Barker-Hughesville Mining District Superfund Site Cascade and Judith Basin Counties, Montana | BARKER HUGHESVILLE MINING DISTRICT | MT6122307485 | N/A | N/A | CHIT | Data not provided | Chitorem pre-treatment (CHIT) | Passive | Chitorem® | Pre-treatment | Danny T adit water | Y | Pre-treatment | Batteries used to run metering pump, slurry mixer, and timer switch | Remote central Montana, southeast of Great Falls/no constraints noted | Pilot | June - September 2013 | Alkalinity | Alkalinity | mg/L as CaCO3 | N | N/A | [6 empty] | 23000 | 1 U | Not Applicable |  |  |  | Data not provided | Data not provided | Data not provided | Data not provided | Data not provided | Data not provided | Data not provided | Data not provided |  | Effluent | 6.65 | 0.05 | mg/L | 21.52 | °C | Data not provided | N/A | Data not provided | N/A | -206.8 | mV | 60571 | µS/cm | None | N/A | Data not provided | Data not provided | Data not provided | Data not provided | Data not provided | Data not provided | Data not provided | Data not provided | Data not provided | Data not provided | The Chitorem/BCR3 treatment provided the best overall treatment performance for both metal removal and sustaining sulfate reducing conditions. | Data not provided | Chitorem is a proprietary material that contains calcium carbonate, protein, and chitin (crab shell). Also contains its own bacteria - material breaks down and produces carbonates (adds alkalinity). | The Chitorem substrate composition was modified by adding pea gravel to increase permeability. | Data not provided | U = under the detection limit.
Final Danny T Adit Treatability Study Year 1 Technical Memorandum, Barker-Hughesville Mining District Superfund Site Cascade and Judith Basin Counties, Montana | BARKER HUGHESVILLE MINING DISTRICT | MT6122307485 | N/A | N/A | CHIT | Data not provided | Chitorem pre-treatment (CHIT) | Passive | Chitorem® | Pre-treatment | Danny T adit water | Y | Pre-treatment | Batteries used to run metering pump, slurry mixer, and timer switch | Remote central Montana, southeast of Great Falls/no constraints noted | Pilot | June - September 2013 | Alkalinity | Alkalinity | mg/L as CaCO3 | N | N/A | [9 empty] | 620 | 1 U | Not Applicable | Data not provided | Data not provided | Data not provided | Data not provided | Data not provided | Data not provided | Data not provided | Data not provided |  | Effluent | 6.13 | 1.57 | mg/L | 17.53 | °C | Data not provided | N/A | Data not provided | N/A | -57.3 | mV | 5450 | µS/cm | 17.1 | %DO | Data not provided | Data not provided | Data not provided | Data not provided | Data not provided | Data not provided | Data not provided | Data not provided | Data not provided | Data not provided | The Chitorem/BCR3 treatment provided the best overall treatment performance for both metal removal and sustaining sulfate reducing conditions. | Data not provided | Chitorem is a proprietary material that contains calcium carbonate, protein, and chitin (crab shell). Also contains its own bacteria - material breaks down and produces carbonates (adds alkalinity). | The Chitorem substrate composition was modified by adding pea gravel to increase permeability. | Data not provided | U = under the detection limit.
Final Danny T Adit Treatability Study Year 1 Technical Memorandum, Barker-Hughesville Mining District Superfund Site Cascade and Judith Basin Counties, Montana | BARKER HUGHESVILLE MINING DISTRICT | MT6122307485 | N/A | N/A | MGOH | Data not provided | Alkaline Addition pre-treatment - Mg(OH)2 | Passive | Magnesium hydroxide Mg(OH)2 | Pre-treatment | Danny T adit water | Y | Pre-treatment | Batteries used to run metering pump, slurry mixer, and timer switch | Remote central Montana, southeast of Great Falls/no constraints noted | Pilot | June - September 2013 | Alkalinity | Alkalinity | mg/L as CaCO3 | N | N/A | 1 U | 1 U–13 | Not Applicable | [9 empty] | Data not provided | Data not provided | Data not provided | Data not provided | Data not provided | Data not provided | Data not provided | Data not provided |  | Influent | 2.72–2.94 | NA–6.48 | mg/L | 16.34–25.14 | °C | Data not provided | N/A | Data not provided | N/A | 382.6–492.7 | mV | 1,332–3,394 | µS/cm | NA–43.7 | %DO | Data not provided | Data not provided | Data not provided | Data not provided | Data not provided | Data not provided | Data not provided | Data not provided | Data not provided | Data not provided | Data not provided | Data not provided | Alkaline addition using a magnesium hydroxide (Mg(OH)2) solution. | Data not provided | All influent values below the detection limit | U = under the detection limit. A range of values is shown to reflect multiple days with influent below the detection limit.
Final Danny T Adit Treatability Study Year 1 Technical Memorandum, Barker-Hughesville Mining District Superfund Site Cascade and Judith Basin Counties, Montana | BARKER HUGHESVILLE MINING DISTRICT | MT6122307485 | N/A | N/A | MGOH | Data not provided | Alkaline Addition pre-treatment - Mg(OH)2 | Passive | Magnesium hydroxide Mg(OH)2 | Pre-treatment | Danny T adit water | Y | Pre-treatment | Batteries used to run metering pump, slurry mixer, and timer switch | Remote central Montana, southeast of Great Falls/no constraints noted | Pilot | June - September 2013 | Alkalinity | Alkalinity | mg/L as CaCO3 | N | N/A |  |  |  | 1 U | 1 U–13 | Not Applicable | [6 empty] | Data not provided | Data not provided | Data not provided | Data not provided | Data not provided | Data not provided | Data not provided | Data not provided |  | Influent | 2.72–2.94 | NA–6.48 | mg/L | 16.34–25.14 | °C | Data not provided | N/A | Data not provided | N/A | 382.6–492.7 | mV | 1,332–3,394 | µS/cm | NA–43.7 | %DO | Data not provided | Data not provided | Data not provided | Data not provided | Data not provided | Data not provided | Data not provided | Data not provided | Data not provided | Data not provided | Data not provided | Data not provided | Alkaline addition using a magnesium hydroxide (Mg(OH)2) solution. | Data not provided | All influent values below the detection limit | U = under the detection limit. A range of values is shown to reflect multiple days with influent below the detection limit.
Final Danny T Adit Treatability Study Year 1 Technical Memorandum, Barker-Hughesville Mining District Superfund Site Cascade and Judith Basin Counties, Montana | BARKER HUGHESVILLE MINING DISTRICT | MT6122307485 | N/A | N/A | MGOH | Data not provided | Alkaline Addition pre-treatment - Mg(OH)2 | Passive | Magnesium hydroxide Mg(OH)2 | Pre-treatment | Danny T adit water | Y | Pre-treatment | Batteries used to run metering pump, slurry mixer, and timer switch | Remote central Montana, southeast of Great Falls/no constraints noted | Pilot | June - September 2013 | Alkalinity | Alkalinity | mg/L as CaCO3 | N | N/A | [6 empty] | 13 | 1 U | Not Applicable |  |  |  | Data not provided | Data not provided | Data not provided | Data not provided | Data not provided | Data not provided | Data not provided | Data not provided |  | Effluent | 3.69 | 7.22 | mg/L | 16.5 | °C | Data not provided | N/A | Data not provided | N/A | 103.5 | mV | 3022 | µS/cm | 74 | %DO | Data not provided | Data not provided | Data not provided | Data not provided | Data not provided | Data not provided | Data not provided | Data not provided | Data not provided | Data not provided | Data not provided | Data not provided | Alkaline addition using a magnesium hydroxide (Mg(OH)2) solution. | Data not provided | Data not provided | U = under the detection limit.
Final Danny T Adit Treatability Study Year 1 Technical Memorandum, Barker-Hughesville Mining District Superfund Site Cascade and Judith Basin Counties, Montana | BARKER HUGHESVILLE MINING DISTRICT | MT6122307485 | N/A | N/A | MGOH | Data not provided | Alkaline Addition pre-treatment - Mg(OH)2 | Passive | Magnesium hydroxide Mg(OH)2 | Pre-treatment | Danny T adit water | Y | Pre-treatment | Batteries used to run metering pump, slurry mixer, and timer switch | Remote central Montana, southeast of Great Falls/no constraints noted | Pilot | June - September 2013 | Alkalinity | Alkalinity | mg/L as CaCO3 | N | N/A | [9 empty] | 1 U | 1 U | Not Applicable | Data not provided | Data not provided | Data not provided | Data not provided | Data not provided | Data not provided | Data not provided | Data not provided |  | Effluent | 3.05–4.63 | 2.48–3.95 | mg/L | 14.54–20.33 | °C | Data not provided | N/A | Data not provided | N/A | (-)15.6–425 | mV | 1,930–2,186 | µS/cm | NA–34.9 | %DO | Data not provided | Data not provided | Data not provided | Data not provided | Data not provided | Data not provided | Data not provided | Data not provided | Data not provided | Data not provided | Data not provided | Data not provided | Alkaline addition using a magnesium hydroxide (Mg(OH)2) solution. | Data not provided | Data not provided | U = under the detection limit. A range of values is shown to reflect more than one day with the same effluent.
Final Danny T Adit Treatability Study Year 1 Technical Memorandum, Barker-Hughesville Mining District Superfund Site Cascade and Judith Basin Counties, Montana | BARKER HUGHESVILLE MINING DISTRICT | MT6122307485 | N/A | N/A | BCR1 | Data not provided | Biochemical reactor (BCR) without pre-treatment (BCR1) | Passive | Biochemical reactor (BCR) | No pre-treatment | Danny T adit water | N | BCR without pre-treatment | Batteries used to run metering pump, slurry mixer, and timer switch | Remote central Montana, southeast of Great Falls/no constraints noted | Pilot | June - September 2013 | Alkalinity | Alkalinity | mg/L as CaCO3 | N | N/A | 1 U | 70–1,400 | Not Applicable | [9 empty] | Data not provided | Data not provided | Data not provided | Data not provided | Data not provided | Data not provided | Data not provided | Data not provided |  | Influent | 2.72–2.94 | NA–6.48 | mg/L | 16.34–25.14 | °C | Data not provided | N/A | Data not provided | N/A | 382.6–492.7 | mV | 1,332–3,394 | µS/cm | NA–43.7 | %DO | Data not provided | Data not provided | Data not provided | Data not provided | Data not provided | Data not provided | Data not provided | Data not provided | Data not provided | Data not provided | Results support the need for pretreatment of high acidity MIW ahead of the BCR. | Data not provided | Substrate: sawdust, wood chips, compost, dairy manure and limestone chips. BCR substrate composition was modified due to a shortage of available manure and limestone. The shortage of manure and limestone may have had a negative impact on treatment effectiveness in the BCRs. | Data not provided | All influent values below the detection limit | U = under the detection limit. A range of values is shown to reflect multiple days with influent below the detection limit.
Final Danny T Adit Treatability Study Year 1 Technical Memorandum, Barker-Hughesville Mining District Superfund Site Cascade and Judith Basin Counties, Montana | BARKER HUGHESVILLE MINING DISTRICT | MT6122307485 | N/A | N/A | BCR1 | Data not provided | Biochemical reactor (BCR) without pre-treatment (BCR1) | Passive | Biochemical reactor (BCR) | No pre-treatment | Danny T adit water | N | BCR without pre-treatment | Batteries used to run metering pump, slurry mixer, and timer switch | Remote central Montana, southeast of Great Falls/no constraints noted | Pilot | June - September 2013 | Alkalinity | Alkalinity | mg/L as CaCO3 | N | N/A |  |  |  | 1 U | 70–1,400 | Not Applicable | [6 empty] | Data not provided | Data not provided | Data not provided | Data not provided | Data not provided | Data not provided | Data not provided | Data not provided |  | Influent | 2.72–2.94 | NA–6.48 | mg/L | 16.34–25.14 | °C | Data not provided | N/A | Data not provided | N/A | 382.6–492.7 | mV | 1,332–3,394 | µS/cm | NA–43.7 | %DO | Data not provided | Data not provided | Data not provided | Data not provided | Data not provided | Data not provided | Data not provided | Data not provided | Data not provided | Data not provided | Results support the need for pretreatment of high acidity MIW ahead of the BCR. | Data not provided | Substrate: sawdust, wood chips, compost, dairy manure and limestone chips. BCR substrate composition was modified due to a shortage of available manure and limestone. The shortage of manure and limestone may have had a negative impact on treatment effectiveness in the BCRs. | Data not provided | All influent values below the detection limit | U = under the detection limit. A range of values is shown to reflect multiple days with influent below the detection limit.
Final Danny T Adit Treatability Study Year 1 Technical Memorandum, Barker-Hughesville Mining District Superfund Site Cascade and Judith Basin Counties, Montana | BARKER HUGHESVILLE MINING DISTRICT | MT6122307485 | N/A | N/A | BCR1 | Data not provided | Biochemical reactor (BCR) without pre-treatment (BCR1) | Passive | Biochemical reactor (BCR) | No pre-treatment | Danny T adit water | N | BCR without pre-treatment | Batteries used to run metering pump, slurry mixer, and timer switch | Remote central Montana, southeast of Great Falls/no constraints noted | Pilot | June - September 2013 | Alkalinity | Alkalinity | mg/L as CaCO3 | N | N/A | [6 empty] | 1400 | 1 U | Not Applicable |  |  |  | Data not provided | Data not provided | Data not provided | Data not provided | Data not provided | Data not provided | Data not provided | Data not provided |  | Effluent | 6.07 | 0.02 | mg/L | 20.6 | °C | Data not provided | N/A | Data not provided | N/A | -163 | mV | 3505 | µS/cm | None | N/A | Data not provided | Data not provided | Data not provided | Data not provided | Data not provided | Data not provided | Data not provided | Data not provided | Data not provided | Data not provided | Results support the need for pretreatment of high acidity MIW ahead of the BCR. | Data not provided | Substrate: sawdust, wood chips, compost, dairy manure and limestone chips. BCR substrate composition was modified due to a shortage of available manure and limestone. The shortage of manure and limestone may have had a negative impact on treatment effectiveness in the BCRs. | Data not provided | Data not provided | U = under the detection limit.
Final Danny T Adit Treatability Study Year 1 Technical Memorandum, Barker-Hughesville Mining District Superfund Site Cascade and Judith Basin Counties, Montana | BARKER HUGHESVILLE MINING DISTRICT | MT6122307485 | N/A | N/A | BCR1 | Data not provided | Biochemical reactor (BCR) without pre-treatment (BCR1) | Passive | Biochemical reactor (BCR) | No pre-treatment | Danny T adit water | N | BCR without pre-treatment | Batteries used to run metering pump, slurry mixer, and timer switch | Remote central Montana, southeast of Great Falls/no constraints noted | Pilot | June - September 2013 | Alkalinity | Alkalinity | mg/L as CaCO3 | N | N/A | [9 empty] | 70 | 1 U | Not Applicable | Data not provided | Data not provided | Data not provided | Data not provided | Data not provided | Data not provided | Data not provided | Data not provided |  | Effluent | 5.67 | 2.31 | mg/L | 19.52 | °C | Data not provided | N/A | Data not provided | N/A | 57.6 | mV | 3034 | µS/cm | 23 | %DO | Data not provided | Data not provided | Data not provided | Data not provided | Data not provided | Data not provided | Data not provided | Data not provided | Data not provided | Data not provided | Results support the need for pretreatment of high acidity MIW ahead of the BCR. | Data not provided | Substrate: sawdust, wood chips, compost, dairy manure and limestone chips. BCR substrate composition was modified due to a shortage of available manure and limestone. The shortage of manure and limestone may have had a negative impact on treatment effectiveness in the BCRs. | Data not provided | Data not provided | U = under the detection limit.
Final Danny T Adit Treatability Study Year 1 Technical Memorandum, Barker-Hughesville Mining District Superfund Site Cascade and Judith Basin Counties, Montana | BARKER HUGHESVILLE MINING DISTRICT | MT6122307485 | N/A | N/A | BCR2 | Data not provided | Biochemical reactor (BCR) with SAPS pre-treatment (BCR2) | Passive | Biochemical reactor (BCR) | Pre-treatment | Danny T adit water | Y | BCR with pre-treatment | Batteries used to run metering pump, slurry mixer, and timer switch | Remote central Montana, southeast of Great Falls/no constraints noted | Pilot | June - September 2013 | Alkalinity | Alkalinity | mg/L as CaCO3 | N | N/A | 1 U | 100–1,700 | Not Applicable | [9 empty] | Data not provided | Data not provided | Data not provided | Data not provided | Data not provided | Data not provided | Data not provided | Data not provided |  | Influent | 2.72–2.94 | NA–6.48 | mg/L | 16.34–25.14 | °C | Data not provided | N/A | Data not provided | N/A | 382.6–492.7 | mV | 1,332–3,394 | µS/cm | NA–43.7 | %DO | Data not provided | Data not provided | Data not provided | Data not provided | Data not provided | Data not provided | Data not provided | Data not provided | Data not provided | Data not provided | Data not provided | Data not provided | Substrate: sawdust, wood chips, compost, dairy manure and limestone chips. BCR substrate composition was modified due to a shortage of available manure and limestone. The shortage of manure and limestone may have had a negative impact on treatment effectiveness in the BCRs. | Data not provided | All influent values below the detection limit | U = under the detection limit. A range of values is shown to reflect multiple days with influent below the detection limit.
Final Danny T Adit Treatability Study Year 1 Technical Memorandum, Barker-Hughesville Mining District Superfund Site Cascade and Judith Basin Counties, Montana | BARKER HUGHESVILLE MINING DISTRICT | MT6122307485 | N/A | N/A | BCR2 | Data not provided | Biochemical reactor (BCR) with SAPS pre-treatment (BCR2) | Passive | Biochemical reactor (BCR) | Pre-treatment | Danny T adit water | Y | BCR with pre-treatment | Batteries used to run metering pump, slurry mixer, and timer switch | Remote central Montana, southeast of Great Falls/no constraints noted | Pilot | June - September 2013 | Alkalinity | Alkalinity | mg/L as CaCO3 | N | N/A |  |  |  | 1 U | 100–1,700 | Not Applicable | [6 empty] | Data not provided | Data not provided | Data not provided | Data not provided | Data not provided | Data not provided | Data not provided | Data not provided |  | Influent | 2.72–2.94 | NA–6.48 | mg/L | 16.34–25.14 | °C | Data not provided | N/A | Data not provided | N/A | 382.6–492.7 | mV | 1,332–3,394 | µS/cm | NA–43.7 | %DO | Data not provided | Data not provided | Data not provided | Data not provided | Data not provided | Data not provided | Data not provided | Data not provided | Data not provided | Data not provided | Data not provided | Data not provided | Substrate: sawdust, wood chips, compost, dairy manure and limestone chips. BCR substrate composition was modified due to a shortage of available manure and limestone. The shortage of manure and limestone may have had a negative impact on treatment effectiveness in the BCRs. | Data not provided | All influent values below the detection limit | U = under the detection limit. A range of values is shown to reflect multiple days with influent below the detection limit.
Final Danny T Adit Treatability Study Year 1 Technical Memorandum, Barker-Hughesville Mining District Superfund Site Cascade and Judith Basin Counties, Montana | BARKER HUGHESVILLE MINING DISTRICT | MT6122307485 | N/A | N/A | BCR2 | Data not provided | Biochemical reactor (BCR) with SAPS pre-treatment (BCR2) | Passive | Biochemical reactor (BCR) | Pre-treatment | Danny T adit water | Y | BCR with pre-treatment | Batteries used to run metering pump, slurry mixer, and timer switch | Remote central Montana, southeast of Great Falls/no constraints noted | Pilot | June - September 2013 | Alkalinity | Alkalinity | mg/L as CaCO3 | N | N/A | [6 empty] | 1700 | 1 U | Not Applicable |  |  |  | Data not provided | Data not provided | Data not provided | Data not provided | Data not provided | Data not provided | Data not provided | Data not provided |  | Effluent | 6.29 | 0.05 | mg/L | 20.2 | °C | Data not provided | N/A | Data not provided | N/A | -153.8 | mV | 4954 | µS/cm | None | N/A | Data not provided | Data not provided | Data not provided | Data not provided | Data not provided | Data not provided | Data not provided | Data not provided | Data not provided | Data not provided | Data not provided | Data not provided | Substrate: sawdust, wood chips, compost, dairy manure and limestone chips. BCR substrate composition was modified due to a shortage of available manure and limestone. The shortage of manure and limestone may have had a negative impact on treatment effectiveness in the BCRs. | Data not provided | Data not provided | U = under the detection limit.
Final Danny T Adit Treatability Study Year 1 Technical Memorandum, Barker-Hughesville Mining District Superfund Site Cascade and Judith Basin Counties, Montana | BARKER HUGHESVILLE MINING DISTRICT | MT6122307485 | N/A | N/A | BCR2 | Data not provided | Biochemical reactor (BCR) with SAPS pre-treatment (BCR2) | Passive | Biochemical reactor (BCR) | Pre-treatment | Danny T adit water | Y | BCR with pre-treatment | Batteries used to run metering pump, slurry mixer, and timer switch | Remote central Montana, southeast of Great Falls/no constraints noted | Pilot | June - September 2013 | Alkalinity | Alkalinity | mg/L as CaCO3 | N | N/A | [9 empty] | 100 | 1 U | Not Applicable | Data not provided | Data not provided | Data not provided | Data not provided | Data not provided | Data not provided | Data not provided | Data not provided |  | Effluent | 6.16 | 1.67 | mg/L | 17.67 | °C | Data not provided | N/A | Data not provided | N/A | -28 | mV | 2187 | µS/cm | 17.8 | %DO | Data not provided | Data not provided | Data not provided | Data not provided | Data not provided | Data not provided | Data not provided | Data not provided | Data not provided | Data not provided | Data not provided | Data not provided | Substrate: sawdust, wood chips, compost, dairy manure and limestone chips. BCR substrate composition was modified due to a shortage of available manure and limestone. The shortage of manure and limestone may have had a negative impact on treatment effectiveness in the BCRs. | Data not provided | Data not provided | U = under the detection limit.
Final Danny T Adit Treatability Study Year 1 Technical Memorandum, Barker-Hughesville Mining District Superfund Site Cascade and Judith Basin Counties, Montana | BARKER HUGHESVILLE MINING DISTRICT | MT6122307485 | N/A | N/A | BCR3 | Data not provided | Biochemical reactor (BCR) with CHIT pre-treatment (BCR3) | Passive | Biochemical reactor (BCR) | Pre-treatment | Danny T adit water | Y | BCR with pre-treatment | Batteries used to run metering pump, slurry mixer, and timer switch | Remote central Montana, southeast of Great Falls/no constraints noted | Pilot | June - September 2013 | Alkalinity | Alkalinity | mg/L as CaCO3 | N | N/A | 1 U | 1,300–2,600 | Not Applicable | [9 empty] | Data not provided | Data not provided | Data not provided | Data not provided | Data not provided | Data not provided | Data not provided | Data not provided |  | Influent | 2.72–2.94 | NA–6.48 | mg/L | 16.34–25.14 | °C | Data not provided | N/A | Data not provided | N/A | 382.6–492.7 | mV | 1,332–3,394 | µS/cm | NA–43.7 | %DO | Data not provided | Data not provided | Data not provided | Data not provided | Data not provided | Data not provided | Data not provided | Data not provided | Data not provided | Data not provided | Data not provided | Data not provided | Substrate: sawdust, wood chips, compost, dairy manure and limestone chips. BCR substrate composition was modified due to a shortage of available manure and limestone. The shortage of manure and limestone may have had a negative impact on treatment effectiveness in the BCRs. | Data not provided | All influent values below the detection limit | U = under the detection limit. A range of values is shown to reflect multiple days with influent below the detection limit.
Final Danny T Adit Treatability Study Year 1 Technical Memorandum, Barker-Hughesville Mining District Superfund Site Cascade and Judith Basin Counties, Montana | BARKER HUGHESVILLE MINING DISTRICT | MT6122307485 | N/A | N/A | BCR3 | Data not provided | Biochemical reactor (BCR) with CHIT pre-treatment (BCR3) | Passive | Biochemical reactor (BCR) | Pre-treatment | Danny T adit water | Y | BCR with pre-treatment | Batteries used to run metering pump, slurry mixer, and timer switch | Remote central Montana, southeast of Great Falls/no constraints noted | Pilot | June - September 2013 | Alkalinity | Alkalinity | mg/L as CaCO3 | N | N/A |  |  |  | 1 U | 1,300–2,600 | Not Applicable | [6 empty] | Data not provided | Data not provided | Data not provided | Data not provided | Data not provided | Data not provided | Data not provided | Data not provided |  | Influent | 2.72–2.94 | NA–6.48 | mg/L | 16.34–25.14 | °C | Data not provided | N/A | Data not provided | N/A | 382.6–492.7 | mV | 1,332–3,394 | µS/cm | NA–43.7 | %DO | Data not provided | Data not provided | Data not provided | Data not provided | Data not provided | Data not provided | Data not provided | Data not provided | Data not provided | Data not provided | Data not provided | Data not provided | Substrate: sawdust, wood chips, compost, dairy manure and limestone chips. BCR substrate composition was modified due to a shortage of available manure and limestone. The shortage of manure and limestone may have had a negative impact on treatment effectiveness in the BCRs. | Data not provided | All influent values below the detection limit | U = under the detection limit. A range of values is shown to reflect multiple days with influent below the detection limit.
Final Danny T Adit Treatability Study Year 1 Technical Memorandum, Barker-Hughesville Mining District Superfund Site Cascade and Judith Basin Counties, Montana | BARKER HUGHESVILLE MINING DISTRICT | MT6122307485 | N/A | N/A | BCR3 | Data not provided | Biochemical reactor (BCR) with CHIT pre-treatment (BCR3) | Passive | Biochemical reactor (BCR) | Pre-treatment | Danny T adit water | Y | BCR with pre-treatment | Batteries used to run metering pump, slurry mixer, and timer switch | Remote central Montana, southeast of Great Falls/no constraints noted | Pilot | June - September 2013 | Alkalinity | Alkalinity | mg/L as CaCO3 | N | N/A | [6 empty] | 2600 | 1 U | Not Applicable |  |  |  | Data not provided | Data not provided | Data not provided | Data not provided | Data not provided | Data not provided | Data not provided | Data not provided |  | Effluent | 6.17–6.81 | 0.04–1.95 | mg/L | 19.65–21.09 | °C | Data not provided | N/A | Data not provided | N/A | (-)303.4–(-)152.5 | mV | 6,424–8,162 | µS/cm | NA–23.5 | %DO | Data not provided | Data not provided | Data not provided | Data not provided | Data not provided | Data not provided | Data not provided | Data not provided | Data not provided | Data not provided | Data not provided | Data not provided | Substrate: sawdust, wood chips, compost, dairy manure and limestone chips. BCR substrate composition was modified due to a shortage of available manure and limestone. The shortage of manure and limestone may have had a negative impact on treatment effectiveness in the BCRs. | Data not provided | Data not provided | U = under the detection limit. A range of values is shown to reflect more than one day with the same effluent.
Final Danny T Adit Treatability Study Year 1 Technical Memorandum, Barker-Hughesville Mining District Superfund Site Cascade and Judith Basin Counties, Montana | BARKER HUGHESVILLE MINING DISTRICT | MT6122307485 | N/A | N/A | BCR3 | Data not provided | Biochemical reactor (BCR) with CHIT pre-treatment (BCR3) | Passive | Biochemical reactor (BCR) | Pre-treatment | Danny T adit water | Y | BCR with pre-treatment | Batteries used to run metering pump, slurry mixer, and timer switch | Remote central Montana, southeast of Great Falls/no constraints noted | Pilot | June - September 2013 | Alkalinity | Alkalinity | mg/L as CaCO3 | N | N/A | [9 empty] | 1300 | 1 U | Not Applicable | Data not provided | Data not provided | Data not provided | Data not provided | Data not provided | Data not provided | Data not provided | Data not provided |  | Effluent | 6.55 | 2.79 | mg/L | 16.81 | °C | Data not provided | N/A | Data not provided | N/A | -247.5 | mV | 6207 | µS/cm | 28.3 | %DO | Data not provided | Data not provided | Data not provided | Data not provided | Data not provided | Data not provided | Data not provided | Data not provided | Data not provided | Data not provided | Data not provided | Data not provided | Substrate: sawdust, wood chips, compost, dairy manure and limestone chips. BCR substrate composition was modified due to a shortage of available manure and limestone. The shortage of manure and limestone may have had a negative impact on treatment effectiveness in the BCRs. | Data not provided | Data not provided | U = under the detection limit.
Final Danny T Adit Treatability Study Year 1 Technical Memorandum, Barker-Hughesville Mining District Superfund Site Cascade and Judith Basin Counties, Montana | BARKER HUGHESVILLE MINING DISTRICT | MT6122307485 | N/A | N/A | BCR4 | Data not provided | Biochemical reactor (BCR) with Mg(OH)2 pre-treatment (BCR4) | Passive | Biochemical reactor (BCR) | Pre-treatment | Danny T adit water | Y | BCR with pre-treatment | Batteries used to run metering pump, slurry mixer, and timer switch | Remote central Montana, southeast of Great Falls/no constraints noted | Pilot | June - September 2013 | Alkalinity | Alkalinity | mg/L as CaCO3 | N | N/A | 1 U | 93–1,500 | Not Applicable | [9 empty] | Data not provided | Data not provided | Data not provided | Data not provided | Data not provided | Data not provided | Data not provided | Data not provided |  | Influent | 2.72–2.94 | NA–6.48 | mg/L | 16.34–25.14 | °C | Data not provided | N/A | Data not provided | N/A | 382.6–492.7 | mV | 1,332–3,394 | µS/cm | NA–43.7 | %DO | Data not provided | Data not provided | Data not provided | Data not provided | Data not provided | Data not provided | Data not provided | Data not provided | Data not provided | Data not provided | Data not provided | Data not provided | Substrate: sawdust, wood chips, compost, dairy manure and limestone chips. BCR substrate composition was modified due to a shortage of available manure and limestone. The shortage of manure and limestone may have had a negative impact on treatment effectiveness in the BCRs. | Data not provided | All influent values below the detection limit | U = under the detection limit. A range of values is shown to reflect multiple days with influent below the detection limit.
Final Danny T Adit Treatability Study Year 1 Technical Memorandum, Barker-Hughesville Mining District Superfund Site Cascade and Judith Basin Counties, Montana | BARKER HUGHESVILLE MINING DISTRICT | MT6122307485 | N/A | N/A | BCR4 | Data not provided | Biochemical reactor (BCR) with Mg(OH)2 pre-treatment (BCR4) | Passive | Biochemical reactor (BCR) | Pre-treatment | Danny T adit water | Y | BCR with pre-treatment | Batteries used to run metering pump, slurry mixer, and timer switch | Remote central Montana, southeast of Great Falls/no constraints noted | Pilot | June - September 2013 | Alkalinity | Alkalinity | mg/L as CaCO3 | N | N/A |  |  |  | 1 U | 93–1,500 | Not Applicable | [6 empty] | Data not provided | Data not provided | Data not provided | Data not provided | Data not provided | Data not provided | Data not provided | Data not provided |  | Influent | 2.72–2.94 | NA–6.48 | mg/L | 16.34–25.14 | °C | Data not provided | N/A | Data not provided | N/A | 382.6–492.7 | mV | 1,332–3,394 | µS/cm | NA–43.7 | %DO | Data not provided | Data not provided | Data not provided | Data not provided | Data not provided | Data not provided | Data not provided | Data not provided | Data not provided | Data not provided | Data not provided | Data not provided | Substrate: sawdust, wood chips, compost, dairy manure and limestone chips. BCR substrate composition was modified due to a shortage of available manure and limestone. The shortage of manure and limestone may have had a negative impact on treatment effectiveness in the BCRs. | Data not provided | All influent values below the detection limit | U = under the detection limit. A range of values is shown to reflect multiple days with influent below the detection limit.
Final Danny T Adit Treatability Study Year 1 Technical Memorandum, Barker-Hughesville Mining District Superfund Site Cascade and Judith Basin Counties, Montana | BARKER HUGHESVILLE MINING DISTRICT | MT6122307485 | N/A | N/A | BCR4 | Data not provided | Biochemical reactor (BCR) with Mg(OH)2 pre-treatment (BCR4) | Passive | Biochemical reactor (BCR) | Pre-treatment | Danny T adit water | Y | BCR with pre-treatment | Batteries used to run metering pump, slurry mixer, and timer switch | Remote central Montana, southeast of Great Falls/no constraints noted | Pilot | June - September 2013 | Alkalinity | Alkalinity | mg/L as CaCO3 | N | N/A | [6 empty] | 1500 | 1 U | Not Applicable |  |  |  | Data not provided | Data not provided | Data not provided | Data not provided | Data not provided | Data not provided | Data not provided | Data not provided |  | Effluent | 6.25 | 0.02 | mg/L | 20.16 | °C | Data not provided | N/A | Data not provided | N/A | -144.8 | mV | 4001 | µS/cm | None | N/A | Data not provided | Data not provided | Data not provided | Data not provided | Data not provided | Data not provided | Data not provided | Data not provided | Data not provided | Data not provided | Data not provided | Data not provided | Substrate: sawdust, wood chips, compost, dairy manure and limestone chips. BCR substrate composition was modified due to a shortage of available manure and limestone. The shortage of manure and limestone may have had a negative impact on treatment effectiveness in the BCRs. | Data not provided | Data not provided | U = under the detection limit.
Final Danny T Adit Treatability Study Year 1 Technical Memorandum, Barker-Hughesville Mining District Superfund Site Cascade and Judith Basin Counties, Montana | BARKER HUGHESVILLE MINING DISTRICT | MT6122307485 | N/A | N/A | BCR4 | Data not provided | Biochemical reactor (BCR) with Mg(OH)2 pre-treatment (BCR4) | Passive | Biochemical reactor (BCR) | Pre-treatment | Danny T adit water | Y | BCR with pre-treatment | Batteries used to run metering pump, slurry mixer, and timer switch | Remote central Montana, southeast of Great Falls/no constraints noted | Pilot | June - September 2013 | Alkalinity | Alkalinity | mg/L as CaCO3 | N | N/A | [9 empty] | 93 | 1 U | Not Applicable | Data not provided | Data not provided | Data not provided | Data not provided | Data not provided | Data not provided | Data not provided | Data not provided |  | Effluent | 6.97 | 4.35 | mg/L | 16.88 | °C | Data not provided | N/A | Data not provided | N/A | -117.7 | mV | 3247 | µS/cm | 45.8 | %DO | Data not provided | Data not provided | Data not provided | Data not provided | Data not provided | Data not provided | Data not provided | Data not provided | Data not provided | Data not provided | Data not provided | Data not provided | Substrate: sawdust, wood chips, compost, dairy manure and limestone chips. BCR substrate composition was modified due to a shortage of available manure and limestone. The shortage of manure and limestone may have had a negative impact on treatment effectiveness in the BCRs. | Data not provided | Data not provided | U = under the detection limit.
Final Danny T Adit Treatability Study Year 1 Technical Memorandum, Barker-Hughesville Mining District Superfund Site Cascade and Judith Basin Counties, Montana | BARKER HUGHESVILLE MINING DISTRICT | MT6122307485 | N/A | N/A | BCR1 | Data not provided | Biochemical reactor (BCR) without pre-treatment (BCR1) | Passive | Biochemical reactor (BCR) | No pre-treatment | Danny T adit water | N | BCR without pre-treatment | Batteries used to run metering pump, slurry mixer, and timer switch | Remote central Montana, southeast of Great Falls/no constraints noted | Pilot | June - September 2013 | Arsenic | As, total | µg/L | N | N/A | 324 | 94 | 70.9877 | [9 empty] | Data not provided | Data not provided | Data not provided | Data not provided | Data not provided | Data not provided | Data not provided | Data not provided |  | Influent | 2.81 | 6.48 | mg/L | 25 | °C | Data not provided | N/A | Data not provided | N/A | 490.9 | mV | 2267 | µS/cm | None | N/A | Data not provided | Data not provided | Data not provided | Data not provided | Data not provided | Data not provided | Data not provided | Data not provided | Data not provided | Data not provided | results support the need for pretreatment of high acidity MIW ahead of the BCR. | Data not provided | Substrate: sawdust, wood chips, compost, dairy manure and limestone chips. BCR substrate composition was modified due to a shortage of available manure and limestone. The shortage of manure and limestone may have had a negative impact on treatment effectiveness in the BCRs. | Data not provided | Total metals data set is limited to only two sampling events (due to funding limitations).
Final Danny T Adit Treatability Study Year 1 Technical Memorandum, Barker-Hughesville Mining District Superfund Site Cascade and Judith Basin Counties, Montana | BARKER HUGHESVILLE MINING DISTRICT | MT6122307485 | N/A | N/A | BCR1 | Data not provided | Biochemical reactor (BCR) without pre-treatment (BCR1) | Passive | Biochemical reactor (BCR) | No pre-treatment | Danny T adit water | N | BCR without pre-treatment | Batteries used to run metering pump, slurry mixer, and timer switch | Remote central Montana, southeast of Great Falls/no constraints noted | Pilot | June - September 2013 | Arsenic | As, dissolved | µg/L | N | N/A | 311 | 15 | 95.1768 | [9 empty] | Data not provided | Data not provided | Data not provided | Data not provided | Data not provided | Data not provided | Data not provided | Data not provided | > 92% | Influent | 2.81 | 6.48 | mg/L | 25 | °C | Data not provided | N/A | Data not provided | N/A | 490.9 | mV | 2267 | µS/cm | None | N/A | Data not provided | Data not provided | Data not provided | Data not provided | Data not provided | Data not provided | Y | Acute and chronic ambient water quality standards | Data not provided | Data not provided | results support the need for pretreatment of high acidity MIW ahead of the BCR. | Data not provided | Substrate: sawdust, wood chips, compost, dairy manure and limestone chips. BCR substrate composition was modified due to a shortage of available manure and limestone. The shortage of manure and limestone may have had a negative impact on treatment effectiveness in the BCRs. | This is the consistent removal rate for dissolved As for BCR 1. The number of sampling dates was reduced, resulting in less info to determine long-term treatment effectiveness. | Data not provided
Final Danny T Adit Treatability Study Year 1 Technical Memorandum, Barker-Hughesville Mining District Superfund Site Cascade and Judith Basin Counties, Montana | BARKER HUGHESVILLE MINING DISTRICT | MT6122307485 | N/A | N/A | BCR1 | Data not provided | Biochemical reactor (BCR) without pre-treatment (BCR1) | Passive | Biochemical reactor (BCR) | No pre-treatment | Danny T adit water | N | BCR without pre-treatment | Batteries used to run metering pump, slurry mixer, and timer switch | Remote central Montana, southeast of Great Falls/no constraints noted | Pilot | June - September 2013 | Arsenic | As, total | µg/L | N | N/A |  |  |  | 150 | 10 | 93.3333 | [6 empty] | Data not provided | Data not provided | Data not provided | Data not provided | Data not provided | Data not provided | Data not provided | Data not provided |  | Influent | 2.85 | 2.41 | mg/L | 21.72 | °C | Data not provided | N/A | Data not provided | N/A | 382.6 | mV | 2404 | µS/cm | 27.1 | %DO | Data not provided | Data not provided | Data not provided | Data not provided | Data not provided | Data not provided | Data not provided | Data not provided | Data not provided | Data not provided | results support the need for pretreatment of high acidity MIW ahead of the BCR. | Data not provided | Substrate: sawdust, wood chips, compost, dairy manure and limestone chips. BCR substrate composition was modified due to a shortage of available manure and limestone. The shortage of manure and limestone may have had a negative impact on treatment effectiveness in the BCRs. | Data not provided | Total metals data set is limited to only two sampling events (due to funding limitations).
Final Danny T Adit Treatability Study Year 1 Technical Memorandum, Barker-Hughesville Mining District Superfund Site Cascade and Judith Basin Counties, Montana | BARKER HUGHESVILLE MINING DISTRICT | MT6122307485 | N/A | N/A | BCR1 | Data not provided | Biochemical reactor (BCR) without pre-treatment (BCR1) | Passive | Biochemical reactor (BCR) | No pre-treatment | Danny T adit water | N | BCR without pre-treatment | Batteries used to run metering pump, slurry mixer, and timer switch | Remote central Montana, southeast of Great Falls/no constraints noted | Pilot | June - September 2013 | Arsenic | As, dissolved | µg/L | N | N/A |  |  |  | 93 | 6 | 93.5484 | [6 empty] | Data not provided | Data not provided | Data not provided | Data not provided | Data not provided | Data not provided | Data not provided | Data not provided | > 92% | Influent | 2.8 | 2.19 | mg/L | 25.14 | °C | Data not provided | N/A | Data not provided | N/A | 492.7 | mV | 3394 | µS/cm | 26 | %DO | Data not provided | Data not provided | Data not provided | Data not provided | Data not provided | Data not provided | Y | Acute and chronic ambient water quality standards | Data not provided | Data not provided | results support the need for pretreatment of high acidity MIW ahead of the BCR. | Data not provided | Substrate: sawdust, wood chips, compost, dairy manure and limestone chips. BCR substrate composition was modified due to a shortage of available manure and limestone. The shortage of manure and limestone may have had a negative impact on treatment effectiveness in the BCRs. | This is the consistent removal rate for dissolved As for BCR 1. The number of sampling dates was reduced, resulting in less info to determine long-term treatment effectiveness. | Data not provided
Final Danny T Adit Treatability Study Year 1 Technical Memorandum, Barker-Hughesville Mining District Superfund Site Cascade and Judith Basin Counties, Montana | BARKER HUGHESVILLE MINING DISTRICT | MT6122307485 | N/A | N/A | BCR1 | Data not provided | Biochemical reactor (BCR) without pre-treatment (BCR1) | Passive | Biochemical reactor (BCR) | No pre-treatment | Danny T adit water | N | BCR without pre-treatment | Batteries used to run metering pump, slurry mixer, and timer switch | Remote central Montana, southeast of Great Falls/no constraints noted | Pilot | June - September 2013 | Arsenic | As, total | µg/L | N | N/A | [6 empty] | 94 | 324 | 70.9877 |  |  |  | Data not provided | Data not provided | Data not provided | Data not provided | Data not provided | Data not provided | Data not provided | Data not provided |  | Effluent | 6.07 | 0.02 | mg/L | 20.6 | °C | Data not provided | N/A | Data not provided | N/A | -163 | mV | 3505 | µS/cm | None | N/A | Data not provided | Data not provided | Data not provided | Data not provided | Data not provided | Data not provided | Data not provided | Data not provided | Data not provided | Data not provided | results support the need for pretreatment of high acidity MIW ahead of the BCR. | Data not provided | Substrate: sawdust, wood chips, compost, dairy manure and limestone chips. BCR substrate composition was modified due to a shortage of available manure and limestone. The shortage of manure and limestone may have had a negative impact on treatment effectiveness in the BCRs. | Data not provided | Total metals data set is limited to only two sampling events (due to funding limitations).
Final Danny T Adit Treatability Study Year 1 Technical Memorandum, Barker-Hughesville Mining District Superfund Site Cascade and Judith Basin Counties, Montana | BARKER HUGHESVILLE MINING DISTRICT | MT6122307485 | N/A | N/A | BCR1 | Data not provided | Biochemical reactor (BCR) without pre-treatment (BCR1) | Passive | Biochemical reactor (BCR) | No pre-treatment | Danny T adit water | N | BCR without pre-treatment | Batteries used to run metering pump, slurry mixer, and timer switch | Remote central Montana, southeast of Great Falls/no constraints noted | Pilot | June - September 2013 | Arsenic | As, dissolved | µg/L | N | N/A | [6 empty] | 15 | 311 | 95.1768 |  |  |  | Data not provided | Data not provided | Data not provided | Data not provided | Data not provided | Data not provided | Data not provided | Data not provided | > 92% | Effluent | 6.07 | 0.02 | mg/L | 20.6 | °C | Data not provided | N/A | Data not provided | N/A | -163 | mV | 3505 | µS/cm | None | N/A | Data not provided | Data not provided | Data not provided | Data not provided | Data not provided | Data not provided | Y | Acute and chronic ambient water quality standards | Data not provided | Data not provided | results support the need for pretreatment of high acidity MIW ahead of the BCR. | Data not provided | Substrate: sawdust, wood chips, compost, dairy manure and limestone chips. BCR substrate composition was modified due to a shortage of available manure and limestone. The shortage of manure and limestone may have had a negative impact on treatment effectiveness in the BCRs. | This is the consistent removal rate for dissolved As for BCR 1. The number of sampling dates was reduced, resulting in less info to determine long-term treatment effectiveness. | Data not provided
Final Danny T Adit Treatability Study Year 1 Technical Memorandum, Barker-Hughesville Mining District Superfund Site Cascade and Judith Basin Counties, Montana | BARKER HUGHESVILLE MINING DISTRICT | MT6122307485 | N/A | N/A | BCR1 | Data not provided | Biochemical reactor (BCR) without pre-treatment (BCR1) | Passive | Biochemical reactor (BCR) | No pre-treatment | Danny T adit water | N | BCR without pre-treatment | Batteries used to run metering pump, slurry mixer, and timer switch | Remote central Montana, southeast of Great Falls/no constraints noted | Pilot | June - September 2013 | Arsenic | As, total | µg/L | N | N/A | [9 empty] | 10 | 150 | 93.3333 | Data not provided | Data not provided | Data not provided | Data not provided | Data not provided | Data not provided | Data not provided | Data not provided |  | Effluent | 5.91 | 1.5 | mg/L | 17.95 | °C | Data not provided | N/A | Data not provided | N/A | -46.6 | mV | 2190 | µS/cm | 15.9 | %DO | Data not provided | Data not provided | Data not provided | Data not provided | Data not provided | Data not provided | Data not provided | Data not provided | Data not provided | Data not provided | results support the need for pretreatment of high acidity MIW ahead of the BCR. | Data not provided | Substrate: sawdust, wood chips, compost, dairy manure and limestone chips. BCR substrate composition was modified due to a shortage of available manure and limestone. The shortage of manure and limestone may have had a negative impact on treatment effectiveness in the BCRs. | Data not provided | Total metals data set is limited to only two sampling events (due to funding limitations).
Final Danny T Adit Treatability Study Year 1 Technical Memorandum, Barker-Hughesville Mining District Superfund Site Cascade and Judith Basin Counties, Montana | BARKER HUGHESVILLE MINING DISTRICT | MT6122307485 | N/A | N/A | BCR1 | Data not provided | Biochemical reactor (BCR) without pre-treatment (BCR1) | Passive | Biochemical reactor (BCR) | No pre-treatment | Danny T adit water | N | BCR without pre-treatment | Batteries used to run metering pump, slurry mixer, and timer switch | Remote central Montana, southeast of Great Falls/no constraints noted | Pilot | June - September 2013 | Arsenic | As, dissolved | µg/L | N | N/A | [9 empty] | 6 | 93 | 93.5484 | Data not provided | Data not provided | Data not provided | Data not provided | Data not provided | Data not provided | Data not provided | Data not provided | > 92% | Effluent | 5.67 | 2.31 | mg/L | 19.52 | °C | Data not provided | N/A | Data not provided | N/A | 57.6 | mV | 3034 | µS/cm | 23 | %DO | Data not provided | Data not provided | Data not provided | Data not provided | Data not provided | Data not provided | Y | Acute and chronic ambient water quality standards | Data not provided | Data not provided | results support the need for pretreatment of high acidity MIW ahead of the BCR. | Data not provided | Substrate: sawdust, wood chips, compost, dairy manure and limestone chips. BCR substrate composition was modified due to a shortage of available manure and limestone. The shortage of manure and limestone may have had a negative impact on treatment effectiveness in the BCRs. | This is the consistent removal rate for dissolved As for BCR 1. The number of sampling dates was reduced, resulting in less info to determine long-term treatment effectiveness. | Data not provided
Final Danny T Adit Treatability Study Year 1 Technical Memorandum, Barker-Hughesville Mining District Superfund Site Cascade and Judith Basin Counties, Montana | BARKER HUGHESVILLE MINING DISTRICT | MT6122307485 | N/A | N/A | BCR2 | Data not provided | Biochemical reactor (BCR) with SAPS pre-treatment (BCR2) | Passive | Biochemical reactor (BCR) | Pre-treatment | Danny T adit water | Y | BCR with pre-treatment | Batteries used to run metering pump, slurry mixer, and timer switch | Remote central Montana, southeast of Great Falls/no constraints noted | Pilot | June - September 2013 | Arsenic | As, total | µg/L | N | N/A | 324 | 64 | 80.2469 | [9 empty] | Data not provided | Data not provided | Data not provided | Data not provided | Data not provided | Data not provided | Data not provided | Data not provided |  | Influent | 2.81 | 6.48 | mg/L | 25 | °C | Data not provided | N/A | Data not provided | N/A | 490.9 | mV | 2267 | µS/cm | None | N/A | Data not provided | Data not provided | Data not provided | Data not provided | Data not provided | Data not provided | Data not provided | Data not provided | Data not provided | Data not provided | Data not provided | Data not provided | Substrate: sawdust, wood chips, compost, dairy manure and limestone chips. BCR substrate composition was modified due to a shortage of available manure and limestone. The shortage of manure and limestone may have had a negative impact on treatment effectiveness in the BCRs. | Data not provided | Total metals data set is limited to only two sampling events (due to funding limitations).
Final Danny T Adit Treatability Study Year 1 Technical Memorandum, Barker-Hughesville Mining District Superfund Site Cascade and Judith Basin Counties, Montana | BARKER HUGHESVILLE MINING DISTRICT | MT6122307485 | N/A | N/A | BCR2 | Data not provided | Biochemical reactor (BCR) with SAPS pre-treatment (BCR2) | Passive | Biochemical reactor (BCR) | Pre-treatment | Danny T adit water | Y | BCR with pre-treatment | Batteries used to run metering pump, slurry mixer, and timer switch | Remote central Montana, southeast of Great Falls/no constraints noted | Pilot | June - September 2013 | Arsenic | As, dissolved | µg/L | N | N/A | 311 | 20 | 93.5691 | [9 empty] | Data not provided | Data not provided | Data not provided | Data not provided | Data not provided | Data not provided | Data not provided | Data not provided |  | Influent | 2.81 | 6.48 | mg/L | 25 | °C | Data not provided | N/A | Data not provided | N/A | 490.9 | mV | 2267 | µS/cm | None | N/A | Data not provided | Data not provided | Data not provided | Data not provided | Data not provided | Data not provided | Y | Human Health Standard | Data not provided | Data not provided | Data not provided | Data not provided | Substrate: sawdust, wood chips, compost, dairy manure and limestone chips. BCR substrate composition was modified due to a shortage of available manure and limestone. The shortage of manure and limestone may have had a negative impact on treatment effectiveness in the BCRs. | The number of sampling dates was reduced, resulting in less info to determine long-term treatment effectiveness. | Data not provided
Final Danny T Adit Treatability Study Year 1 Technical Memorandum, Barker-Hughesville Mining District Superfund Site Cascade and Judith Basin Counties, Montana | BARKER HUGHESVILLE MINING DISTRICT | MT6122307485 | N/A | N/A | BCR2 | Data not provided | Biochemical reactor (BCR) with SAPS pre-treatment (BCR2) | Passive | Biochemical reactor (BCR) | Pre-treatment | Danny T adit water | Y | BCR with pre-treatment | Batteries used to run metering pump, slurry mixer, and timer switch | Remote central Montana, southeast of Great Falls/no constraints noted | Pilot | June - September 2013 | Arsenic | As, total | µg/L | N | N/A |  |  |  | 150 | 3 | 98 | [6 empty] | Data not provided | Data not provided | Data not provided | Data not provided | Data not provided | Data not provided | Data not provided | Data not provided |  | Influent | 2.85 | 2.41 | mg/L | 21.72 | °C | Data not provided | N/A | Data not provided | N/A | 382.6 | mV | 2404 | µS/cm | 27.1 | %DO | Data not provided | Data not provided | Data not provided | Data not provided | Data not provided | Data not provided | Data not provided | Data not provided | Data not provided | Data not provided | Data not provided | Data not provided | Substrate: sawdust, wood chips, compost, dairy manure and limestone chips. BCR substrate composition was modified due to a shortage of available manure and limestone. The shortage of manure and limestone may have had a negative impact on treatment effectiveness in the BCRs. | Data not provided | Total metals data set is limited to only two sampling events (due to funding limitations).
Final Danny T Adit Treatability Study Year 1 Technical Memorandum, Barker-Hughesville Mining District Superfund Site Cascade and Judith Basin Counties, Montana | BARKER HUGHESVILLE MINING DISTRICT | MT6122307485 | N/A | N/A | BCR2 | Data not provided | Biochemical reactor (BCR) with SAPS pre-treatment (BCR2) | Passive | Biochemical reactor (BCR) | Pre-treatment | Danny T adit water | Y | BCR with pre-treatment | Batteries used to run metering pump, slurry mixer, and timer switch | Remote central Montana, southeast of Great Falls/no constraints noted | Pilot | June - September 2013 | Arsenic | As, dissolved | µg/L | N | N/A |  |  |  | 93 | 2 | 97.8495 | [6 empty] | Data not provided | Data not provided | Data not provided | Data not provided | Data not provided | Data not provided | Data not provided | Data not provided |  | Influent | 2.8 | 2.19 | mg/L | 25.14 | °C | Data not provided | N/A | Data not provided | N/A | 492.7 | mV | 3394 | µS/cm | 26 | %DO | Data not provided | Data not provided | Data not provided | Data not provided | Data not provided | Data not provided | Y | Human Health Standard | Data not provided | Data not provided | Data not provided | Data not provided | Substrate: sawdust, wood chips, compost, dairy manure and limestone chips. BCR substrate composition was modified due to a shortage of available manure and limestone. The shortage of manure and limestone may have had a negative impact on treatment effectiveness in the BCRs. | The number of sampling dates was reduced, resulting in less info to determine long-term treatment effectiveness. | Data not provided
Final Danny T Adit Treatability Study Year 1 Technical Memorandum, Barker-Hughesville Mining District Superfund Site Cascade and Judith Basin Counties, Montana | BARKER HUGHESVILLE MINING DISTRICT | MT6122307485 | N/A | N/A | BCR2 | Data not provided | Biochemical reactor (BCR) with SAPS pre-treatment (BCR2) | Passive | Biochemical reactor (BCR) | Pre-treatment | Danny T adit water | Y | BCR with pre-treatment | Batteries used to run metering pump, slurry mixer, and timer switch | Remote central Montana, southeast of Great Falls/no constraints noted | Pilot | June - September 2013 | Arsenic | As, total | µg/L | N | N/A | [6 empty] | 64 | 324 | 80.2469 |  |  |  | Data not provided | Data not provided | Data not provided | Data not provided | Data not provided | Data not provided | Data not provided | Data not provided |  | Effluent | 6.29 | 0.05 | mg/L | 20.2 | °C | Data not provided | N/A | Data not provided | N/A | -153.8 | mV | 4954 | µS/cm | None | N/A | Data not provided | Data not provided | Data not provided | Data not provided | Data not provided | Data not provided | Data not provided | Data not provided | Data not provided | Data not provided | Data not provided | Data not provided | Substrate: sawdust, wood chips, compost, dairy manure and limestone chips. BCR substrate composition was modified due to a shortage of available manure and limestone. The shortage of manure and limestone may have had a negative impact on treatment effectiveness in the BCRs. | Data not provided | Total metals data set is limited to only two sampling events (due to funding limitations).
Final Danny T Adit Treatability Study Year 1 Technical Memorandum, Barker-Hughesville Mining District Superfund Site Cascade and Judith Basin Counties, Montana | BARKER HUGHESVILLE MINING DISTRICT | MT6122307485 | N/A | N/A | BCR2 | Data not provided | Biochemical reactor (BCR) with SAPS pre-treatment (BCR2) | Passive | Biochemical reactor (BCR) | Pre-treatment | Danny T adit water | Y | BCR with pre-treatment | Batteries used to run metering pump, slurry mixer, and timer switch | Remote central Montana, southeast of Great Falls/no constraints noted | Pilot | June - September 2013 | Arsenic | As, dissolved | µg/L | N | N/A | [6 empty] | 20 | 311 | 93.5691 |  |  |  | Data not provided | Data not provided | Data not provided | Data not provided | Data not provided | Data not provided | Data not provided | Data not provided |  | Effluent | 6.29 | 0.05 | mg/L | 20.2 | °C | Data not provided | N/A | Data not provided | N/A | -153.8 | mV | 4954 | µS/cm | None | N/A | Data not provided | Data not provided | Data not provided | Data not provided | Data not provided | Data not provided | Y | Human Health Standard | Data not provided | Data not provided | Data not provided | Data not provided | Substrate: sawdust, wood chips, compost, dairy manure and limestone chips. BCR substrate composition was modified due to a shortage of available manure and limestone. The shortage of manure and limestone may have had a negative impact on treatment effectiveness in the BCRs. | The number of sampling dates was reduced, resulting in less info to determine long-term treatment effectiveness. | Data not provided
Final Danny T Adit Treatability Study Year 1 Technical Memorandum, Barker-Hughesville Mining District Superfund Site Cascade and Judith Basin Counties, Montana | BARKER HUGHESVILLE MINING DISTRICT | MT6122307485 | N/A | N/A | BCR2 | Data not provided | Biochemical reactor (BCR) with SAPS pre-treatment (BCR2) | Passive | Biochemical reactor (BCR) | Pre-treatment | Danny T adit water | Y | BCR with pre-treatment | Batteries used to run metering pump, slurry mixer, and timer switch | Remote central Montana, southeast of Great Falls/no constraints noted | Pilot | June - September 2013 | Arsenic | As, total | µg/L | N | N/A | [9 empty] | 3 | 150 | 98 | Data not provided | Data not provided | Data not provided | Data not provided | Data not provided | Data not provided | Data not provided | Data not provided |  | Effluent | 6.16 | 1.67 | mg/L | 17.67 | °C | Data not provided | N/A | Data not provided | N/A | -28 | mV | 2187 | µS/cm | 17.8 | %DO | Data not provided | Data not provided | Data not provided | Data not provided | Data not provided | Data not provided | Data not provided | Data not provided | Data not provided | Data not provided | Data not provided | Data not provided | Substrate: sawdust, wood chips, compost, dairy manure and limestone chips. BCR substrate composition was modified due to a shortage of available manure and limestone. The shortage of manure and limestone may have had a negative impact on treatment effectiveness in the BCRs. | Data not provided | Total metals data set is limited to only two sampling events (due to funding limitations).
Final Danny T Adit Treatability Study Year 1 Technical Memorandum, Barker-Hughesville Mining District Superfund Site Cascade and Judith Basin Counties, Montana | BARKER HUGHESVILLE MINING DISTRICT | MT6122307485 | N/A | N/A | BCR2 | Data not provided | Biochemical reactor (BCR) with SAPS pre-treatment (BCR2) | Passive | Biochemical reactor (BCR) | Pre-treatment | Danny T adit water | Y | BCR with pre-treatment | Batteries used to run metering pump, slurry mixer, and timer switch | Remote central Montana, southeast of Great Falls/no constraints noted | Pilot | June - September 2013 | Arsenic | As, dissolved | µg/L | N | N/A | [9 empty] | 2 | 93 | 97.8495 | Data not provided | Data not provided | Data not provided | Data not provided | Data not provided | Data not provided | Data not provided | Data not provided |  | Effluent | 5.91–6.32 | 0.56–8.52 | mg/L | 17.67–21.15 | °C | Data not provided | N/A | Data not provided | N/A | (-)67.7–19.4 | mV | 2,019–3,224 | µS/cm | 26 | %DO | Data not provided | Data not provided | Data not provided | Data not provided | Data not provided | Data not provided | Y | Human Health Standard | Data not provided | Data not provided | Data not provided | Data not provided | Substrate: sawdust, wood chips, compost, dairy manure and limestone chips. BCR substrate composition was modified due to a shortage of available manure and limestone. The shortage of manure and limestone may have had a negative impact on treatment effectiveness in the BCRs. | The number of sampling dates was reduced, resulting in less info to determine long-term treatment effectiveness. | Data not provided | pH etc. is a range to reflect multiple dates with the same effluent observation.
Final Danny T Adit Treatability Study Year 1 Technical Memorandum, Barker-Hughesville Mining District Superfund Site Cascade and Judith Basin Counties, Montana | BARKER HUGHESVILLE MINING DISTRICT | MT6122307485 | N/A | N/A | BCR3 | Data not provided | Biochemical reactor (BCR) with CHIT pre-treatment (BCR3) | Passive | Biochemical reactor (BCR) | Pre-treatment | Danny T adit water | Y | BCR with pre-treatment | Batteries used to run metering pump, slurry mixer, and timer switch | Remote central Montana, southeast of Great Falls/no constraints noted | Pilot | June - September 2013 | Arsenic | As, total | µg/L | N | N/A | 324 | 107 | 66.9753 | [9 empty] | Data not provided | Data not provided | Data not provided | Data not provided | Data not provided | Data not provided | Data not provided | Data not provided |  | Influent | 2.81 | 6.48 | mg/L | 25 | °C | Data not provided | N/A | Data not provided | N/A | 490.9 | mV | 2267 | µS/cm | None | N/A | Data not provided | Data not provided | Data not provided | Data not provided | Data not provided | Data not provided | Data not provided | Data not provided | Data not provided | Data not provided | The Chitorem/BCR3 treatment provided the best overall treatment performance for both metal removal and sustaining sulfate reducing conditions. | Data not provided | Substrate: sawdust, wood chips, compost, dairy manure and limestone chips. BCR substrate composition was modified due to a shortage of available manure and limestone. The shortage of manure and limestone may have had a negative impact on treatment effectiveness in the BCRs. | Data not provided | Total metals data set is limited to only two sampling events (due to funding limitations).
Final Danny T Adit Treatability Study Year 1 Technical Memorandum, Barker-Hughesville Mining District Superfund Site Cascade and Judith Basin Counties, Montana | BARKER HUGHESVILLE MINING DISTRICT | MT6122307485 | N/A | N/A | BCR3 | Data not provided | Biochemical reactor (BCR) with CHIT pre-treatment (BCR3) | Passive | Biochemical reactor (BCR) | Pre-treatment | Danny T adit water | Y | BCR with pre-treatment | Batteries used to run metering pump, slurry mixer, and timer switch | Remote central Montana, southeast of Great Falls/no constraints noted | Pilot | June - September 2013 | Arsenic | As, dissolved | µg/L | N | N/A | 311 | 75 | 75.8842 | [9 empty] | Data not provided | Data not provided | Data not provided | Data not provided | Data not provided | Data not provided | Data not provided | Data not provided |  | Influent | 2.81 | 6.48 | mg/L | 25 | °C | Data not provided | N/A | Data not provided | N/A | 490.9 | mV | 2267 | µS/cm | None | N/A | Data not provided | Data not provided | Data not provided | Data not provided | Data not provided | Data not provided | N | Acute and chronic ambient water quality standards | Data not provided | Data not provided | The Chitorem/BCR3 treatment provided the best overall treatment performance for both metal removal and sustaining sulfate reducing conditions. | Data not provided | Substrate: sawdust, wood chips, compost, dairy manure and limestone chips. BCR substrate composition was modified due to a shortage of available manure and limestone. The shortage of manure and limestone may have had a negative impact on treatment effectiveness in the BCRs. | The number of sampling dates was reduced, resulting in less info to determine long-term treatment effectiveness. | Data not provided
Final Danny T Adit Treatability Study Year 1 Technical Memorandum, Barker-Hughesville Mining District Superfund Site Cascade and Judith Basin Counties, Montana | BARKER HUGHESVILLE MINING DISTRICT | MT6122307485 | N/A | N/A | BCR3 | Data not provided | Biochemical reactor (BCR) with CHIT pre-treatment (BCR3) | Passive | Biochemical reactor (BCR) | Pre-treatment | Danny T adit water | Y | BCR with pre-treatment | Batteries used to run metering pump, slurry mixer, and timer switch | Remote central Montana, southeast of Great Falls/no constraints noted | Pilot | June - September 2013 | Arsenic | As, total | µg/L | N | N/A |  |  |  | 150 | 29 | 80.6667 | [6 empty] | Data not provided | Data not provided | Data not provided | Data not provided | Data not provided | Data not provided | Data not provided | Data not provided |  | Influent | 2.85 | 2.41 | mg/L | 21.72 | °C | Data not provided | N/A | Data not provided | N/A | 382.6 | mV | 2404 | µS/cm | 27.1 | %DO | Data not provided | Data not provided | Data not provided | Data not provided | Data not provided | Data not provided | Data not provided | Data not provided | Data not provided | Data not provided | The Chitorem/BCR3 treatment provided the best overall treatment performance for both metal removal and sustaining sulfate reducing conditions. | Data not provided | Substrate: sawdust, wood chips, compost, dairy manure and limestone chips. BCR substrate composition was modified due to a shortage of available manure and limestone. The shortage of manure and limestone may have had a negative impact on treatment effectiveness in the BCRs. | Data not provided | Total metals data set is limited to only two sampling events (due to funding limitations).
Final Danny T Adit Treatability Study Year 1 Technical Memorandum, Barker-Hughesville Mining District Superfund Site Cascade and Judith Basin Counties, Montana | BARKER HUGHESVILLE MINING DISTRICT | MT6122307485 | N/A | N/A | BCR3 | Data not provided | Biochemical reactor (BCR) with CHIT pre-treatment (BCR3) | Passive | Biochemical reactor (BCR) | Pre-treatment | Danny T adit water | Y | BCR with pre-treatment | Batteries used to run metering pump, slurry mixer, and timer switch | Remote central Montana, southeast of Great Falls/no constraints noted | Pilot | June - September 2013 | Arsenic | As, dissolved | µg/L | N | N/A |  |  |  | 93 | 15 | 83.871 | [6 empty] | Data not provided | Data not provided | Data not provided | Data not provided | Data not provided | Data not provided | Data not provided | Data not provided |  | Influent | 2.8 | 2.19 | mg/L | 25.14 | °C | Data not provided | N/A | Data not provided | N/A | 492.7 | mV | 3394 | µS/cm | 26 | %DO | Data not provided | Data not provided | Data not provided | Data not provided | Data not provided | Data not provided | N | Acute and chronic ambient water quality standards | Data not provided | Data not provided | The Chitorem/BCR3 treatment provided the best overall treatment performance for both metal removal and sustaining sulfate reducing conditions. | Data not provided | Substrate: sawdust, wood chips, compost, dairy manure and limestone chips. BCR substrate composition was modified due to a shortage of available manure and limestone. The shortage of manure and limestone may have had a negative impact on treatment effectiveness in the BCRs. | The number of sampling dates was reduced, resulting in less info to determine long-term treatment effectiveness. | Data not provided
Final Danny T Adit Treatability Study Year 1 Technical Memorandum, Barker-Hughesville Mining District Superfund Site Cascade and Judith Basin Counties, Montana | BARKER HUGHESVILLE MINING DISTRICT | MT6122307485 | N/A | N/A | BCR3 | Data not provided | Biochemical reactor (BCR) with CHIT pre-treatment (BCR3) | Passive | Biochemical reactor (BCR) | Pre-treatment | Danny T adit water | Y | BCR with pre-treatment | Batteries used to run metering pump, slurry mixer, and timer switch | Remote central Montana, southeast of Great Falls/no constraints noted | Pilot | June - September 2013 | Arsenic | As, total | µg/L | N | N/A | [6 empty] | 107 | 324 | 66.9753 |  |  |  | Data not provided | Data not provided | Data not provided | Data not provided | Data not provided | Data not provided | Data not provided | Data not provided |  | Effluent | 6.17 | 0.04 | mg/L | 19.65 | °C | Data not provided | N/A | Data not provided | N/A | -152.5 | mV | 8162 | µS/cm | None | N/A | Data not provided | Data not provided | Data not provided | Data not provided | Data not provided | Data not provided | Data not provided | Data not provided | Data not provided | Data not provided | The Chitorem/BCR3 treatment provided the best overall treatment performance for both metal removal and sustaining sulfate reducing conditions. | Data not provided | Substrate: sawdust, wood chips, compost, dairy manure and limestone chips. BCR substrate composition was modified due to a shortage of available manure and limestone. The shortage of manure and limestone may have had a negative impact on treatment effectiveness in the BCRs. | Data not provided | Total metals data set is limited to only two sampling events (due to funding limitations).
Final Danny T Adit Treatability Study Year 1 Technical Memorandum, Barker-Hughesville Mining District Superfund Site Cascade and Judith Basin Counties, Montana | BARKER HUGHESVILLE MINING DISTRICT | MT6122307485 | N/A | N/A | BCR3 | Data not provided | Biochemical reactor (BCR) with CHIT pre-treatment (BCR3) | Passive | Biochemical reactor (BCR) | Pre-treatment | Danny T adit water | Y | BCR with pre-treatment | Batteries used to run metering pump, slurry mixer, and timer switch | Remote central Montana, southeast of Great Falls/no constraints noted | Pilot | June - September 2013 | Arsenic | As, dissolved | µg/L | N | N/A | [6 empty] | 75 | 311 | 75.8842 |  |  |  | Data not provided | Data not provided | Data not provided | Data not provided | Data not provided | Data not provided | Data not provided | Data not provided |  | Effluent | 6.17 | 0.04 | mg/L | 19.65 | °C | Data not provided | N/A | Data not provided | N/A | -152.5 | mV | 8162 | µS/cm | None | N/A | Data not provided | Data not provided | Data not provided | Data not provided | Data not provided | Data not provided | N | Acute and chronic ambient water quality standards | Data not provided | Data not provided | The Chitorem/BCR3 treatment provided the best overall treatment performance for both metal removal and sustaining sulfate reducing conditions. | Data not provided | Substrate: sawdust, wood chips, compost, dairy manure and limestone chips. BCR substrate composition was modified due to a shortage of available manure and limestone. The shortage of manure and limestone may have had a negative impact on treatment effectiveness in the BCRs. | The number of sampling dates was reduced, resulting in less info to determine long-term treatment effectiveness. | Data not provided
Final Danny T Adit Treatability Study Year 1 Technical Memorandum, Barker-Hughesville Mining District Superfund Site Cascade and Judith Basin Counties, Montana | BARKER HUGHESVILLE MINING DISTRICT | MT6122307485 | N/A | N/A | BCR3 | Data not provided | Biochemical reactor (BCR) with CHIT pre-treatment (BCR3) | Passive | Biochemical reactor (BCR) | Pre-treatment | Danny T adit water | Y | BCR with pre-treatment | Batteries used to run metering pump, slurry mixer, and timer switch | Remote central Montana, southeast of Great Falls/no constraints noted | Pilot | June - September 2013 | Arsenic | As, total | µg/L | N | N/A | [9 empty] | 29 | 150 | 80.6667 | Data not provided | Data not provided | Data not provided | Data not provided | Data not provided | Data not provided | Data not provided | Data not provided |  | Effluent | 6.17 | 4.34 | mg/L | 17.84 | °C | Data not provided | N/A | Data not provided | N/A | -274.4 | mV | 7172 | µS/cm | 22.5 | %DO | Data not provided | Data not provided | Data not provided | Data not provided | Data not provided | Data not provided | Data not provided | Data not provided | Data not provided | Data not provided | The Chitorem/BCR3 treatment provided the best overall treatment performance for both metal removal and sustaining sulfate reducing conditions. | Data not provided | Substrate: sawdust, wood chips, compost, dairy manure and limestone chips. BCR substrate composition was modified due to a shortage of available manure and limestone. The shortage of manure and limestone may have had a negative impact on treatment effectiveness in the BCRs. | Data not provided | Total metals data set is limited to only two sampling events (due to funding limitations).
Final Danny T Adit Treatability Study Year 1 Technical Memorandum, Barker-Hughesville Mining District Superfund Site Cascade and Judith Basin Counties, Montana | BARKER HUGHESVILLE MINING DISTRICT | MT6122307485 | N/A | N/A | BCR3 | Data not provided | Biochemical reactor (BCR) with CHIT pre-treatment (BCR3) | Passive | Biochemical reactor (BCR) | Pre-treatment | Danny T adit water | Y | BCR with pre-treatment | Batteries used to run metering pump, slurry mixer, and timer switch | Remote central Montana, southeast of Great Falls/no constraints noted | Pilot | June - September 2013 | Arsenic | As, dissolved | µg/L | N | N/A | [9 empty] | 15 | 93 | 83.871 | Data not provided | Data not provided | Data not provided | Data not provided | Data not provided | Data not provided | Data not provided | Data not provided |  | Effluent | 6.55 | 2.79 | mg/L | 16.81 | °C | Data not provided | N/A | Data not provided | N/A | -247.5 | mV | 6207 | µS/cm | 28.3 | %DO | Data not provided | Data not provided | Data not provided | Data not provided | Data not provided | Data not provided | N | Acute and chronic ambient water quality standards | Data not provided | Data not provided | The Chitorem/BCR3 treatment provided the best overall treatment performance for both metal removal and sustaining sulfate reducing conditions. | Data not provided | Substrate: sawdust, wood chips, compost, dairy manure and limestone chips. BCR substrate composition was modified due to a shortage of available manure and limestone. The shortage of manure and limestone may have had a negative impact on treatment effectiveness in the BCRs. | The number of sampling dates was reduced, resulting in less info to determine long-term treatment effectiveness. | Data not provided
Final Danny T Adit Treatability Study Year 1 Technical Memorandum, Barker-Hughesville Mining District Superfund Site Cascade and Judith Basin Counties, Montana | BARKER HUGHESVILLE MINING DISTRICT | MT6122307485 | N/A | N/A | BCR4 | Data not provided | Biochemical reactor (BCR) with Mg(OH)2 pre-treatment (BCR4) | Passive | Biochemical reactor (BCR) | Pre-treatment | Danny T adit water | Y | BCR with pre-treatment | Batteries used to run metering pump, slurry mixer, and timer switch | Remote central Montana, southeast of Great Falls/no constraints noted | Pilot | June - September 2013 | Arsenic | As, total | µg/L | N | N/A | 324 | 118 | 63.5802 | [9 empty] | Data not provided | Data not provided | Data not provided | Data not provided | Data not provided | Data not provided | Data not provided | Data not provided |  | Influent | 2.81 | 6.48 | mg/L | 25 | °C | Data not provided | N/A | Data not provided | N/A | 490.9 | mV | 2267 | µS/cm | None | N/A | Data not provided | Data not provided | Data not provided | Data not provided | Data not provided | Data not provided | Data not provided | Data not provided | Data not provided | Data not provided | Data not provided | Data not provided | Substrate: sawdust, wood chips, compost, dairy manure and limestone chips. BCR substrate composition was modified due to a shortage of available manure and limestone. The shortage of manure and limestone may have had a negative impact on treatment effectiveness in the BCRs. | Data not provided | Total metals data set is limited to only two sampling events (due to funding limitations).
Final Danny T Adit Treatability Study Year 1 Technical Memorandum, Barker-Hughesville Mining District Superfund Site Cascade and Judith Basin Counties, Montana | BARKER HUGHESVILLE MINING DISTRICT | MT6122307485 | N/A | N/A | BCR4 | Data not provided | Biochemical reactor (BCR) with Mg(OH)2 pre-treatment (BCR4) | Passive | Biochemical reactor (BCR) | Pre-treatment | Danny T adit water | Y | BCR with pre-treatment | Batteries used to run metering pump, slurry mixer, and timer switch | Remote central Montana, southeast of Great Falls/no constraints noted | Pilot | June - September 2013 | Arsenic | As, dissolved | µg/L | N | N/A | 311 | 20 | 93.5691 | [9 empty] | Data not provided | Data not provided | Data not provided | Data not provided | Data not provided | Data not provided | Data not provided | Data not provided |  | Influent | 2.81 | 6.48 | mg/L | 25 | °C | Data not provided | N/A | Data not provided | N/A | 490.9 | mV | 2267 | µS/cm | None | N/A | Data not provided | Data not provided | Data not provided | Data not provided | Data not provided | Data not provided | Y | Acute and chronic ambient water quality standards | Data not provided | Data not provided | Data not provided | Data not provided | Substrate: sawdust, wood chips, compost, dairy manure and limestone chips. BCR substrate composition was modified due to a shortage of available manure and limestone. The shortage of manure and limestone may have had a negative impact on treatment effectiveness in the BCRs. | The number of sampling dates was reduced, resulting in less info to determine long-term treatment effectiveness. | Data not provided
Final Danny T Adit Treatability Study Year 1 Technical Memorandum, Barker-Hughesville Mining District Superfund Site Cascade and Judith Basin Counties, Montana | BARKER HUGHESVILLE MINING DISTRICT | MT6122307485 | N/A | N/A | BCR4 | Data not provided | Biochemical reactor (BCR) with Mg(OH)2 pre-treatment (BCR4) | Passive | Biochemical reactor (BCR) | Pre-treatment | Danny T adit water | Y | BCR with pre-treatment | Batteries used to run metering pump, slurry mixer, and timer switch | Remote central Montana, southeast of Great Falls/no constraints noted | Pilot | June - September 2013 | Arsenic | As, total | µg/L | N | N/A |  |  |  | 150 | 6 | 96 | [6 empty] | Data not provided | Data not provided | Data not provided | Data not provided | Data not provided | Data not provided | Data not provided | Data not provided |  | Influent | 2.85 | 2.41 | mg/L | 21.72 | °C | Data not provided | N/A | Data not provided | N/A | 382.6 | mV | 2404 | µS/cm | 27.1 | %DO | Data not provided | Data not provided | Data not provided | Data not provided | Data not provided | Data not provided | Data not provided | Data not provided | Data not provided | Data not provided | Data not provided | Data not provided | Substrate: sawdust, wood chips, compost, dairy manure and limestone chips. BCR substrate composition was modified due to a shortage of available manure and limestone. The shortage of manure and limestone may have had a negative impact on treatment effectiveness in the BCRs. | Data not provided | Total metals data set is limited to only two sampling events (due to funding limitations).
Final Danny T Adit Treatability Study Year 1 Technical Memorandum, Barker-Hughesville Mining District Superfund Site Cascade and Judith Basin Counties, Montana | BARKER HUGHESVILLE MINING DISTRICT | MT6122307485 | N/A | N/A | BCR4 | Data not provided | Biochemical reactor (BCR) with Mg(OH)2 pre-treatment (BCR4) | Passive | Biochemical reactor (BCR) | Pre-treatment | Danny T adit water | Y | BCR with pre-treatment | Batteries used to run metering pump, slurry mixer, and timer switch | Remote central Montana, southeast of Great Falls/no constraints noted | Pilot | June - September 2013 | Arsenic | As, dissolved | µg/L | N | N/A |  |  |  | 93 | 2 | 97.8495 | [6 empty] | Data not provided | Data not provided | Data not provided | Data not provided | Data not provided | Data not provided | Data not provided | Data not provided |  | Influent | 2.8 | 2.19 | mg/L | 25.14 | °C | Data not provided | N/A | Data not provided | N/A | 492.7 | mV | 3394 | µS/cm | 26 | %DO | Data not provided | Data not provided | Data not provided | Data not provided | Data not provided | Data not provided | Y | Acute and chronic ambient water quality standards | Data not provided | Data not provided | Data not provided | Data not provided | Substrate: sawdust, wood chips, compost, dairy manure and limestone chips. BCR substrate composition was modified due to a shortage of available manure and limestone. The shortage of manure and limestone may have had a negative impact on treatment effectiveness in the BCRs. | The number of sampling dates was reduced, resulting in less info to determine long-term treatment effectiveness. | Data not provided
Final Danny T Adit Treatability Study Year 1 Technical Memorandum, Barker-Hughesville Mining District Superfund Site Cascade and Judith Basin Counties, Montana | BARKER HUGHESVILLE MINING DISTRICT | MT6122307485 | N/A | N/A | BCR4 | Data not provided | Biochemical reactor (BCR) with Mg(OH)2 pre-treatment (BCR4) | Passive | Biochemical reactor (BCR) | Pre-treatment | Danny T adit water | Y | BCR with pre-treatment | Batteries used to run metering pump, slurry mixer, and timer switch | Remote central Montana, southeast of Great Falls/no constraints noted | Pilot | June - September 2013 | Arsenic | As, total | µg/L | N | N/A | [6 empty] | 118 | 324 | 63.5802 |  |  |  | Data not provided | Data not provided | Data not provided | Data not provided | Data not provided | Data not provided | Data not provided | Data not provided |  | Effluent | 6.25 | 0.02 | mg/L | 20.16 | °C | Data not provided | N/A | Data not provided | N/A | -144.8 | mV | 4001 | µS/cm | None | N/A | Data not provided | Data not provided | Data not provided | Data not provided | Data not provided | Data not provided | Data not provided | Data not provided | Data not provided | Data not provided | Data not provided | Data not provided | Substrate: sawdust, wood chips, compost, dairy manure and limestone chips. BCR substrate composition was modified due to a shortage of available manure and limestone. The shortage of manure and limestone may have had a negative impact on treatment effectiveness in the BCRs. | Data not provided | Total metals data set is limited to only two sampling events (due to funding limitations).
Final Danny T Adit Treatability Study Year 1 Technical Memorandum, Barker-Hughesville Mining District Superfund Site Cascade and Judith Basin Counties, Montana | BARKER HUGHESVILLE MINING DISTRICT | MT6122307485 | N/A | N/A | BCR4 | Data not provided | Biochemical reactor (BCR) with Mg(OH)2 pre-treatment (BCR4) | Passive | Biochemical reactor (BCR) | Pre-treatment | Danny T adit water | Y | BCR with pre-treatment | Batteries used to run metering pump, slurry mixer, and timer switch | Remote central Montana, southeast of Great Falls/no constraints noted | Pilot | June - September 2013 | Arsenic | As, dissolved | µg/L | N | N/A | [6 empty] | 20 | 311 | 93.5691 |  |  |  | Data not provided | Data not provided | Data not provided | Data not provided | Data not provided | Data not provided | Data not provided | Data not provided |  | Effluent | 6.25 | 0.02 | mg/L | 20.16 | °C | Data not provided | N/A | Data not provided | N/A | -144.8 | mV | 4001 | µS/cm | None | N/A | Data not provided | Data not provided | Data not provided | Data not provided | Data not provided | Data not provided | Y | Acute and chronic ambient water quality standards | Data not provided | Data not provided | Data not provided | Data not provided | Substrate: sawdust, wood chips, compost, dairy manure and limestone chips. BCR substrate composition was modified due to a shortage of available manure and limestone. The shortage of manure and limestone may have had a negative impact on treatment effectiveness in the BCRs. | The number of sampling dates was reduced, resulting in less info to determine long-term treatment effectiveness. | Data not provided
Final Danny T Adit Treatability Study Year 1 Technical Memorandum, Barker-Hughesville Mining District Superfund Site Cascade and Judith Basin Counties, Montana | BARKER HUGHESVILLE MINING DISTRICT | MT6122307485 | N/A | N/A | BCR4 | Data not provided | Biochemical reactor (BCR) with Mg(OH)2 pre-treatment (BCR4) | Passive | Biochemical reactor (BCR) | Pre-treatment | Danny T adit water | Y | BCR with pre-treatment | Batteries used to run metering pump, slurry mixer, and timer switch | Remote central Montana, southeast of Great Falls/no constraints noted | Pilot | June - September 2013 | Arsenic | As, total | µg/L | N | N/A | [9 empty] | 6 | 150 | 96 | Data not provided | Data not provided | Data not provided | Data not provided | Data not provided | Data not provided | Data not provided | Data not provided |  | Effluent | 6.36 | 2.47 | mg/L | 17.95 | °C | Data not provided | N/A | Data not provided | N/A | -30.2 | mV | 1101 | µS/cm | 26.3 | %DO | Data not provided | Data not provided | Data not provided | Data not provided | Data not provided | Data not provided | Data not provided | Data not provided | Data not provided | Data not provided | Data not provided | Data not provided | Substrate: sawdust, wood chips, compost, dairy manure and limestone chips. BCR substrate composition was modified due to a shortage of available manure and limestone. The shortage of manure and limestone may have had a negative impact on treatment effectiveness in the BCRs. | Data not provided | Total metals data set is limited to only two sampling events (due to funding limitations).
Final Danny T Adit Treatability Study Year 1 Technical Memorandum, Barker-Hughesville Mining District Superfund Site Cascade and Judith Basin Counties, Montana | BARKER HUGHESVILLE MINING DISTRICT | MT6122307485 | N/A | N/A | BCR4 | Data not provided | Biochemical reactor (BCR) with Mg(OH)2 pre-treatment (BCR4) | Passive | Biochemical reactor (BCR) | Pre-treatment | Danny T adit water | Y | BCR with pre-treatment | Batteries used to run metering pump, slurry mixer, and timer switch | Remote central Montana, southeast of Great Falls/no constraints noted | Pilot | June - September 2013 | Arsenic | As, dissolved | µg/L | N | N/A | [9 empty] | 2 | 93 | 97.8495 | Data not provided | Data not provided | Data not provided | Data not provided | Data not provided | Data not provided | Data not provided | Data not provided |  | Effluent | 6.41–6.97 | 0.21–4.35 | mg/L | 16.88–19.96 | °C | Data not provided | N/A | Data not provided | N/A | (-)169.1–(-)117.7 | mV | 2,437–3,247 | µS/cm | NA–45.8 | %DO | Data not provided | Data not provided | Data not provided | Data not provided | Data not provided | Data not provided | Y | Acute and chronic ambient water quality standards | Data not provided | Data not provided | Data not provided | Data not provided | Substrate: sawdust, wood chips, compost, dairy manure and limestone chips. BCR substrate composition was modified due to a shortage of available manure and limestone. The shortage of manure and limestone may have had a negative impact on treatment effectiveness in the BCRs. | The number of sampling dates was reduced, resulting in less info to determine long-term treatment effectiveness. | Data not provided
Final Danny T Adit Treatability Study Year 1 Technical Memorandum, Barker-Hughesville Mining District Superfund Site Cascade and Judith Basin Counties, Montana | BARKER HUGHESVILLE MINING DISTRICT | MT6122307485 | N/A | N/A | CHIT | Data not provided | Chitorem pre-treatment (CHIT) | Passive | Chitorem® | Pre-treatment | Danny T adit water | Y | Pre-treatment | Batteries used to run metering pump, slurry mixer, and timer switch | Remote central Montana, southeast of Great Falls/no constraints noted | Pilot | June - September 2013 | Arsenic | As, total | µg/L | N | N/A | 324 | 4280 | -1220.9877 | [9 empty] | Data not provided | Data not provided | Data not provided | Data not provided | Data not provided | Data not provided | Data not provided | Data not provided |  | Influent | 2.81 | 6.48 | mg/L | 25 | °C | Data not provided | N/A | Data not provided | N/A | 490.9 | mV | 2267 | µS/cm | None | N/A | Data not provided | Data not provided | Data not provided | Data not provided | Data not provided | Data not provided | Data not provided | Data not provided | Data not provided | Data not provided | The Chitorem/BCR3 treatment provided the best overall treatment performance for both metal removal and sustaining sulfate reducing conditions. | Data not provided | Chitorem is a proprietary material that contains calcium carbonate, protein, and chitin (crab shell). Also contains its own bacteria - material breaks down and produces carbonates (adds alkalinity). | The Chitorem substrate composition was modified by adding pea gravel to increase permeability. | Total metals data set is limited to only two sampling events (due to funding limitations).
Final Danny T Adit Treatability Study Year 1 Technical Memorandum, Barker-Hughesville Mining District Superfund Site Cascade and Judith Basin Counties, Montana | BARKER HUGHESVILLE MINING DISTRICT | MT6122307485 | N/A | N/A | CHIT | Data not provided | Chitorem pre-treatment (CHIT) | Passive | Chitorem® | Pre-treatment | Danny T adit water | Y | Pre-treatment | Batteries used to run metering pump, slurry mixer, and timer switch | Remote central Montana, southeast of Great Falls/no constraints noted | Pilot | June - September 2013 | Arsenic | As, dissolved | µg/L | N | N/A | 311 | 4180 | -1244.0514 | [9 empty] | Data not provided | Data not provided | Data not provided | Data not provided | Data not provided | Data not provided | Data not provided | Data not provided |  | Influent | 2.81 | 6.48 | mg/L | 25 | °C | Data not provided | N/A | Data not provided | N/A | 490.9 | mV | 2267 | µS/cm | None | N/A | Data not provided | Data not provided | Data not provided | Data not provided | Data not provided | Data not provided | N | Acute and chronic ambient water quality standards | Data not provided | Data not provided | The Chitorem/BCR3 treatment provided the best overall treatment performance for both metal removal and sustaining sulfate reducing conditions. | Data not provided | Chitorem is a proprietary material that contains calcium carbonate, protein, and chitin (crab shell). Also contains its own bacteria - material breaks down and produces carbonates (adds alkalinity). | The Chitorem substrate composition was modified by adding pea gravel to increase permeability. The number of sampling dates was reduced, resulting in less info to determine long-term treatment effectiveness. | Data not provided
Final Danny T Adit Treatability Study Year 1 Technical Memorandum, Barker-Hughesville Mining District Superfund Site Cascade and Judith Basin Counties, Montana | BARKER HUGHESVILLE MINING DISTRICT | MT6122307485 | N/A | N/A | CHIT | Data not provided | Chitorem pre-treatment (CHIT) | Passive | Chitorem® | Pre-treatment | Danny T adit water | Y | Pre-treatment | Batteries used to run metering pump, slurry mixer, and timer switch | Remote central Montana, southeast of Great Falls/no constraints noted | Pilot | June - September 2013 | Arsenic | As, total | µg/L | N | N/A |  |  |  | 150 | 42 | 72 | [6 empty] | Data not provided | Data not provided | Data not provided | Data not provided | Data not provided | Data not provided | Data not provided | Data not provided |  | Influent | 2.85 | 2.41 | mg/L | 21.72 | °C | Data not provided | N/A | Data not provided | N/A | 382.6 | mV | 2404 | µS/cm | 27.1 | %DO | Data not provided | Data not provided | Data not provided | Data not provided | Data not provided | Data not provided | Data not provided | Data not provided | Data not provided | Data not provided | The Chitorem/BCR3 treatment provided the best overall treatment performance for both metal removal and sustaining sulfate reducing conditions. | Data not provided | Chitorem is a proprietary material that contains calcium carbonate, protein, and chitin (crab shell). Also contains its own bacteria - material breaks down and produces carbonates (adds alkalinity). | The Chitorem substrate composition was modified by adding pea gravel to increase permeability. | Total metals data set is limited to only two sampling events (due to funding limitations).
Final Danny T Adit Treatability Study Year 1 Technical Memorandum, Barker-Hughesville Mining District Superfund Site Cascade and Judith Basin Counties, Montana | BARKER HUGHESVILLE MINING DISTRICT | MT6122307485 | N/A | N/A | CHIT | Data not provided | Chitorem pre-treatment (CHIT) | Passive | Chitorem® | Pre-treatment | Danny T adit water | Y | Pre-treatment | Batteries used to run metering pump, slurry mixer, and timer switch | Remote central Montana, southeast of Great Falls/no constraints noted | Pilot | June - September 2013 | Arsenic | As, dissolved | µg/L | N | N/A |  |  |  | 93 | 34 | 63.4409 | [6 empty] | Data not provided | Data not provided | Data not provided | Data not provided | Data not provided | Data not provided | Data not provided | Data not provided |  | Influent | 2.8 | 2.19 | mg/L | 25.14 | °C | Data not provided | N/A | Data not provided | N/A | 492.7 | mV | 3394 | µS/cm | 26 | %DO | Data not provided | Data not provided | Data not provided | Data not provided | Data not provided | Data not provided | N | Acute and chronic ambient water quality standards | Data not provided | Data not provided | The Chitorem/BCR3 treatment provided the best overall treatment performance for both metal removal and sustaining sulfate reducing conditions. | Data not provided | Chitorem is a proprietary material that contains calcium carbonate, protein, and chitin (crab shell). Also contains its own bacteria - material breaks down and produces carbonates (adds alkalinity). | The Chitorem substrate composition was modified by adding pea gravel to increase permeability. The number of sampling dates was reduced, resulting in less info to determine long-term treatment effectiveness. | Data not provided
Final Danny T Adit Treatability Study Year 1 Technical Memorandum, Barker-Hughesville Mining District Superfund Site Cascade and Judith Basin Counties, Montana | BARKER HUGHESVILLE MINING DISTRICT | MT6122307485 | N/A | N/A | CHIT | Data not provided | Chitorem pre-treatment (CHIT) | Passive | Chitorem® | Pre-treatment | Danny T adit water | Y | Pre-treatment | Batteries used to run metering pump, slurry mixer, and timer switch | Remote central Montana, southeast of Great Falls/no constraints noted | Pilot | June - September 2013 | Arsenic | As, total | µg/L | N | N/A | [6 empty] | 4280 | 324 | -1220.9877 |  |  |  | Data not provided | Data not provided | Data not provided | Data not provided | Data not provided | Data not provided | Data not provided | Data not provided |  | Effluent | 6.65 | 0.05 | mg/L | 21.52 | °C | Data not provided | N/A | Data not provided | N/A | -206.8 | mV | 60571 | µS/cm | None | N/A | Data not provided | Data not provided | Data not provided | Data not provided | Data not provided | Data not provided | Data not provided | Data not provided | Data not provided | Data not provided | The Chitorem/BCR3 treatment provided the best overall treatment performance for both metal removal and sustaining sulfate reducing conditions. | Data not provided | Chitorem is a proprietary material that contains calcium carbonate, protein, and chitin (crab shell). Also contains its own bacteria - material breaks down and produces carbonates (adds alkalinity). | The Chitorem substrate composition was modified by adding pea gravel to increase permeability. | Total metals data set is limited to only two sampling events (due to funding limitations).
Final Danny T Adit Treatability Study Year 1 Technical Memorandum, Barker-Hughesville Mining District Superfund Site Cascade and Judith Basin Counties, Montana | BARKER HUGHESVILLE MINING DISTRICT | MT6122307485 | N/A | N/A | CHIT | Data not provided | Chitorem pre-treatment (CHIT) | Passive | Chitorem® | Pre-treatment | Danny T adit water | Y | Pre-treatment | Batteries used to run metering pump, slurry mixer, and timer switch | Remote central Montana, southeast of Great Falls/no constraints noted | Pilot | June - September 2013 | Arsenic | As, dissolved | µg/L | N | N/A | [6 empty] | 4180 | 311 | -1244.0514 |  |  |  | Data not provided | Data not provided | Data not provided | Data not provided | Data not provided | Data not provided | Data not provided | Data not provided |  | Effluent | 6.65 | 0.05 | mg/L | 21.52 | °C | Data not provided | N/A | Data not provided | N/A | -206.8 | mV | 60571 | µS/cm | None | N/A | Data not provided | Data not provided | Data not provided | Data not provided | Data not provided | Data not provided | N | Acute and chronic ambient water quality standards | Data not provided | Data not provided | The Chitorem/BCR3 treatment provided the best overall treatment performance for both metal removal and sustaining sulfate reducing conditions. | Data not provided | Chitorem is a proprietary material that contains calcium carbonate, protein, and chitin (crab shell). Also contains its own bacteria - material breaks down and produces carbonates (adds alkalinity). | The Chitorem substrate composition was modified by adding pea gravel to increase permeability. The number of sampling dates was reduced, resulting in less info to determine long-term treatment effectiveness. | Data not provided
Final Danny T Adit Treatability Study Year 1 Technical Memorandum, Barker-Hughesville Mining District Superfund Site Cascade and Judith Basin Counties, Montana | BARKER HUGHESVILLE MINING DISTRICT | MT6122307485 | N/A | N/A | CHIT | Data not provided | Chitorem pre-treatment (CHIT) | Passive | Chitorem® | Pre-treatment | Danny T adit water | Y | Pre-treatment | Batteries used to run metering pump, slurry mixer, and timer switch | Remote central Montana, southeast of Great Falls/no constraints noted | Pilot | June - September 2013 | Arsenic | As, total | µg/L | N | N/A | [9 empty] | 42 | 150 | 72 | Data not provided | Data not provided | Data not provided | Data not provided | Data not provided | Data not provided | Data not provided | Data not provided |  | Effluent | 6.07 | 3.08 | mg/L | 16.95 | °C | Data not provided | N/A | Data not provided | N/A | -184.7 | mV | 2941 | µS/cm | 31.9 | %DO | Data not provided | Data not provided | Data not provided | Data not provided | Data not provided | Data not provided | Data not provided | Data not provided | Data not provided | Data not provided | The Chitorem/BCR3 treatment provided the best overall treatment performance for both metal removal and sustaining sulfate reducing conditions. | Data not provided | Chitorem is a proprietary material that contains calcium carbonate, protein, and chitin (crab shell). Also contains its own bacteria - material breaks down and produces carbonates (adds alkalinity). | The Chitorem substrate composition was modified by adding pea gravel to increase permeability. | Total metals data set is limited to only two sampling events (due to funding limitations).
Final Danny T Adit Treatability Study Year 1 Technical Memorandum, Barker-Hughesville Mining District Superfund Site Cascade and Judith Basin Counties, Montana | BARKER HUGHESVILLE MINING DISTRICT | MT6122307485 | N/A | N/A | CHIT | Data not provided | Chitorem pre-treatment (CHIT) | Passive | Chitorem® | Pre-treatment | Danny T adit water | Y | Pre-treatment | Batteries used to run metering pump, slurry mixer, and timer switch | Remote central Montana, southeast of Great Falls/no constraints noted | Pilot | June - September 2013 | Arsenic | As, dissolved | µg/L | N | N/A | [9 empty] | 23 | 168 | 86.3095 | Data not provided | Data not provided | Data not provided | Data not provided | Data not provided | Data not provided | Data not provided | Data not provided |  | Effluent | 6.14 | 3.94 | mg/L | 21.12 | °C | Data not provided | N/A | Data not provided | N/A | -125.1 | mV | 6475 | µS/cm | 46.4 | %DO | Data not provided | Data not provided | Data not provided | Data not provided | Data not provided | Data not provided | N | Acute and chronic ambient water quality standards | Data not provided | Data not provided | The Chitorem/BCR3 treatment provided the best overall treatment performance for both metal removal and sustaining sulfate reducing conditions. | Data not provided | Chitorem is a proprietary material that contains calcium carbonate, protein, and chitin (crab shell). Also contains its own bacteria - material breaks down and produces carbonates (adds alkalinity). | The Chitorem substrate composition was modified by adding pea gravel to increase permeability. The number of sampling dates was reduced, resulting in less info to determine long-term treatment effectiveness. | Data not provided
Final Danny T Adit Treatability Study Year 1 Technical Memorandum, Barker-Hughesville Mining District Superfund Site Cascade and Judith Basin Counties, Montana | BARKER HUGHESVILLE MINING DISTRICT | MT6122307485 | N/A | N/A | MGOH | Data not provided | Alkaline Addition pre-treatment - Mg(OH)2 | Passive | Magnesium hydroxide Mg(OH)2 | Pre-treatment | Danny T adit water | Y | Pre-treatment | Batteries used to run metering pump, slurry mixer, and timer switch | Remote central Montana, southeast of Great Falls/no constraints noted | Pilot | June - September 2013 | Arsenic | As, total | µg/L | N | N/A | 324 | 34 | 89.5062 | [9 empty] | Data not provided | Data not provided | Data not provided | Data not provided | Data not provided | Data not provided | Data not provided | Data not provided |  | Influent | 2.81 | 6.48 | mg/L | 25 | °C | Data not provided | N/A | Data not provided | N/A | 490.9 | mV | 2267 | µS/cm | None | N/A | Data not provided | Data not provided | Data not provided | Data not provided | Data not provided | Data not provided | Data not provided | Data not provided | Data not provided | Data not provided | Data not provided | Data not provided | Alkaline addition using a magnesium hydroxide (Mg(OH)2) solution | Data not provided | Total metals data set is limited to only two sampling events (due to funding limitations).
Final Danny T Adit Treatability Study Year 1 Technical Memorandum, Barker-Hughesville Mining District Superfund Site Cascade and Judith Basin Counties, Montana | BARKER HUGHESVILLE MINING DISTRICT | MT6122307485 | N/A | N/A | MGOH | Data not provided | Alkaline Addition pre-treatment - Mg(OH)2 | Passive | Magnesium hydroxide Mg(OH)2 | Pre-treatment | Danny T adit water | Y | Pre-treatment | Batteries used to run metering pump, slurry mixer, and timer switch | Remote central Montana, southeast of Great Falls/no constraints noted | Pilot | June - September 2013 | Arsenic | As, dissolved | µg/L | N | N/A | 311 | 7 | 97.7492 | [9 empty] | Data not provided | Data not provided | Data not provided | Data not provided | Data not provided | Data not provided | Data not provided | Data not provided |  | Influent | 2.81 | 6.48 | mg/L | 25 | °C | Data not provided | N/A | Data not provided | N/A | 490.9 | mV | 2267 | µS/cm | None | N/A | Data not provided | Data not provided | Data not provided | Data not provided | Data not provided | Data not provided | Y | Acute and chronic ambient water quality standards | Data not provided | Data not provided | Data not provided | Data not provided | Alkaline addition using a magnesium hydroxide (Mg(OH)2) solution | The number of sampling dates was reduced, resulting in less info to determine long-term treatment effectiveness. | Data not provided
Final Danny T Adit Treatability Study Year 1 Technical Memorandum, Barker-Hughesville Mining District Superfund Site Cascade and Judith Basin Counties, Montana | BARKER HUGHESVILLE MINING DISTRICT | MT6122307485 | N/A | N/A | MGOH | Data not provided | Alkaline Addition pre-treatment - Mg(OH)2 | Passive | Magnesium hydroxide Mg(OH)2 | Pre-treatment | Danny T adit water | Y | Pre-treatment | Batteries used to run metering pump, slurry mixer, and timer switch | Remote central Montana, southeast of Great Falls/no constraints noted | Pilot | June - September 2013 | Arsenic | As, total | µg/L | N | N/A |  |  |  | 150 | 34 | 77.3333 | [6 empty] | Data not provided | Data not provided | Data not provided | Data not provided | Data not provided | Data not provided | Data not provided | Data not provided |  | Influent | 2.85 | 2.41 | mg/L | 21.72 | °C | Data not provided | N/A | Data not provided | N/A | 382.6 | mV | 2404 | µS/cm | 27.1 | %DO | Data not provided | Data not provided | Data not provided | Data not provided | Data not provided | Data not provided | Data not provided | Data not provided | Data not provided | Data not provided | Data not provided | Data not provided | Alkaline addition using a magnesium hydroxide (Mg(OH)2) solution | Data not provided | Total metals data set is limited to only two sampling events (due to funding limitations).
Final Danny T Adit Treatability Study Year 1 Technical Memorandum, Barker-Hughesville Mining District Superfund Site Cascade and Judith Basin Counties, Montana | BARKER HUGHESVILLE MINING DISTRICT | MT6122307485 | N/A | N/A | MGOH | Data not provided | Alkaline Addition pre-treatment - Mg(OH)2 | Passive | Magnesium hydroxide Mg(OH)2 | Pre-treatment | Danny T adit water | Y | Pre-treatment | Batteries used to run metering pump, slurry mixer, and timer switch | Remote central Montana, southeast of Great Falls/no constraints noted | Pilot | June - September 2013 | Arsenic | As, dissolved | µg/L | N | N/A |  |  |  | 93 | 12 | 87.0968 | [6 empty] | Data not provided | Data not provided | Data not provided | Data not provided | Data not provided | Data not provided | Data not provided | Data not provided |  | Influent | 2.8 | 2.19 | mg/L | 25.14 | °C | Data not provided | N/A | Data not provided | N/A | 492.7 | mV | 3394 | µS/cm | 26 | %DO | Data not provided | Data not provided | Data not provided | Data not provided | Data not provided | Data not provided | Y | Acute and chronic ambient water quality standards | Data not provided | Data not provided | Data not provided | Data not provided | Alkaline addition using a magnesium hydroxide (Mg(OH)2) solution | The number of sampling dates was reduced, resulting in less info to determine long-term treatment effectiveness. | Data not provided
Final Danny T Adit Treatability Study Year 1 Technical Memorandum, Barker-Hughesville Mining District Superfund Site Cascade and Judith Basin Counties, Montana | BARKER HUGHESVILLE MINING DISTRICT | MT6122307485 | N/A | N/A | MGOH | Data not provided | Alkaline Addition pre-treatment - Mg(OH)2 | Passive | Magnesium hydroxide Mg(OH)2 | Pre-treatment | Danny T adit water | Y | Pre-treatment | Batteries used to run metering pump, slurry mixer, and timer switch | Remote central Montana, southeast of Great Falls/no constraints noted | Pilot | June - September 2013 | Arsenic | As, total | µg/L | N | N/A | [6 empty] | 34 | 324 | 89.5062 |  |  |  | Data not provided | Data not provided | Data not provided | Data not provided | Data not provided | Data not provided | Data not provided | Data not provided |  | Effluent | 5.54–5.94 | 3.17–3.95 | mg/L | 17.66–19.28 | °C | Data not provided | N/A | Data not provided | N/A | (-)15.6–114.1 | mV | 1,995–2,058 | µS/cm | NA–33.9 | %DO | Data not provided | Data not provided | Data not provided | Data not provided | Data not provided | Data not provided | Data not provided | Data not provided | Data not provided | Data not provided | Data not provided | Data not provided | Alkaline addition using a magnesium hydroxide (Mg(OH)2) solution | Data not provided | Total metals data set is limited to only two sampling events (due to funding limitations). | pH etc. is a range for multiple effluent observations with the same value.
Final Danny T Adit Treatability Study Year 1 Technical Memorandum, Barker-Hughesville Mining District Superfund Site Cascade and Judith Basin Counties, Montana | BARKER HUGHESVILLE MINING DISTRICT | MT6122307485 | N/A | N/A | MGOH | Data not provided | Alkaline Addition pre-treatment - Mg(OH)2 | Passive | Magnesium hydroxide Mg(OH)2 | Pre-treatment | Danny T adit water | Y | Pre-treatment | Batteries used to run metering pump, slurry mixer, and timer switch | Remote central Montana, southeast of Great Falls/no constraints noted | Pilot | June - September 2013 | Arsenic | As, dissolved | µg/L | N | N/A | [6 empty] | 152 | 210 | 27.619 |  |  |  | Data not provided | Data not provided | Data not provided | Data not provided | Data not provided | Data not provided | Data not provided | Data not provided |  | Effluent | 3.05 | 2.85 | mg/L | 13.16 | °C | Data not provided | N/A | Data not provided | N/A | 425 | mV | 2404 | µS/cm | 28 | %DO | Data not provided | Data not provided | Data not provided | Data not provided | Data not provided | Data not provided | Y | Acute and chronic ambient water quality standards | Data not provided | Data not provided | Data not provided | Data not provided | Alkaline addition using a magnesium hydroxide (Mg(OH)2) solution | The number of sampling dates was reduced, resulting in less info to determine long-term treatment effectiveness. | Data not provided
Final Danny T Adit Treatability Study Year 1 Technical Memorandum, Barker-Hughesville Mining District Superfund Site Cascade and Judith Basin Counties, Montana | BARKER HUGHESVILLE MINING DISTRICT | MT6122307485 | N/A | N/A | MGOH | Data not provided | Alkaline Addition pre-treatment - Mg(OH)2 | Passive | Magnesium hydroxide Mg(OH)2 | Pre-treatment | Danny T adit water | Y | Pre-treatment | Batteries used to run metering pump, slurry mixer, and timer switch | Remote central Montana, southeast of Great Falls/no constraints noted | Pilot | June - September 2013 | Arsenic | As, total | µg/L | N | N/A | [9 empty] | 34 | 150 | 77.3333 | Data not provided | Data not provided | Data not provided | Data not provided | Data not provided | Data not provided | Data not provided | Data not provided |  | Effluent | 5.54–5.94 | 3.17–3.95 | mg/L | 17.66–19.28 | °C | Data not provided | N/A | Data not provided | N/A | (-)15.6–114.1 | mV | 1,995–2,058 | µS/cm | NA–33.9 | %DO | Data not provided | Data not provided | Data not provided | Data not provided | Data not provided | Data not provided | Data not provided | Data not provided | Data not provided | Data not provided | Data not provided | Data not provided | Alkaline addition using a magnesium hydroxide (Mg(OH)2) solution | Data not provided | Total metals data set is limited to only two sampling events (due to funding limitations). | pH etc. is a range for multiple effluent observations with the same value.
Final Danny T Adit Treatability Study Year 1 Technical Memorandum, Barker-Hughesville Mining District Superfund Site Cascade and Judith Basin Counties, Montana | BARKER HUGHESVILLE MINING DISTRICT | MT6122307485 | N/A | N/A | MGOH | Data not provided | Alkaline Addition pre-treatment - Mg(OH)2 | Passive | Magnesium hydroxide Mg(OH)2 | Pre-treatment | Danny T adit water | Y | Pre-treatment | Batteries used to run metering pump, slurry mixer, and timer switch | Remote central Montana, southeast of Great Falls/no constraints noted | Pilot | June - September 2013 | Arsenic | As, dissolved | µg/L | N | N/A | [9 empty] | 1 U | 113 | 99.5575 | Data not provided | Data not provided | Data not provided | Data not provided | Data not provided | Data not provided | Data not provided | Data not provided |  | Effluent | 5.54 | 3.17 | mg/L | 17.66 | °C | Data not provided | N/A | Data not provided | N/A | 114.1 | mV | 2058 | µS/cm | 33.9 | %DO | Data not provided | Data not provided | Data not provided | Data not provided | Data not provided | Data not provided | Y | Acute and chronic ambient water quality standards | Data not provided | Data not provided | Data not provided | Data not provided | Alkaline addition using a magnesium hydroxide (Mg(OH)2) solution | The number of sampling dates was reduced, resulting in less info to determine long-term treatment effectiveness. | Data not provided | U = under the detection limit
Final Danny T Adit Treatability Study Year 1 Technical Memorandum, Barker-Hughesville Mining District Superfund Site Cascade and Judith Basin Counties, Montana | BARKER HUGHESVILLE MINING DISTRICT | MT6122307485 | N/A | N/A | SAPS | Data not provided | Successive alkalinity producing system (SAPS) pre-treatment | Passive | Successive alkalinity producing system (SAPS) | Pre-treatment | Danny T adit water | Y | Pre-treatment | Batteries used to run metering pump, slurry mixer, and timer switch | Remote central Montana, southeast of Great Falls/no constraints noted | Pilot | June - September 2013 | Arsenic | As, total | µg/L | N | N/A | 324 | 56 | 82.716 | [9 empty] | Data not provided | Data not provided | Data not provided | Data not provided | Data not provided | Data not provided | Data not provided | Data not provided |  | Influent | 2.81 | 6.48 | mg/L | 25 | °C | Data not provided | N/A | Data not provided | N/A | 490.9 | mV | 2267 | µS/cm | None | N/A | Data not provided | Data not provided | Data not provided | Data not provided | Data not provided | Data not provided | Data not provided | Data not provided | Data not provided | Data not provided | Data not provided | Data not provided | Pre-treatment substrate of limestone gravel overlain by a manure and compost layer | Data not provided | Total metals data set is limited to only two sampling events (due to funding limitations).
Final Danny T Adit Treatability Study Year 1 Technical Memorandum, Barker-Hughesville Mining District Superfund Site Cascade and Judith Basin Counties, Montana | BARKER HUGHESVILLE MINING DISTRICT | MT6122307485 | N/A | N/A | SAPS | Data not provided | Successive alkalinity producing system (SAPS) pre-treatment | Passive | Successive alkalinity producing system (SAPS) | Pre-treatment | Danny T adit water | Y | Pre-treatment | Batteries used to run metering pump, slurry mixer, and timer switch | Remote central Montana, southeast of Great Falls/no constraints noted | Pilot | June - September 2013 | Arsenic | As, dissolved | µg/L | N | N/A | 311 | 6 | 98.0707 | [9 empty] | Data not provided | Data not provided | Data not provided | Data not provided | Data not provided | Data not provided | Data not provided | Data not provided |  | Influent | 2.81 | 6.48 | mg/L | 25 | °C | Data not provided | N/A | Data not provided | N/A | 490.9 | mV | 2267 | µS/cm | None | N/A | Data not provided | Data not provided | Data not provided | Data not provided | Data not provided | Data not provided | Data not provided | Data not provided | Data not provided | Data not provided | Data not provided | Data not provided | Pre-treatment substrate of limestone gravel overlain by a manure and compost layer | The number of sampling dates was reduced, resulting in less info to determine long-term treatment effectiveness. | Data not provided
Final Danny T Adit Treatability Study Year 1 Technical Memorandum, Barker-Hughesville Mining District Superfund Site Cascade and Judith Basin Counties, Montana | BARKER HUGHESVILLE MINING DISTRICT | MT6122307485 | N/A | N/A | SAPS | Data not provided | Successive alkalinity producing system (SAPS) pre-treatment | Passive | Successive alkalinity producing system (SAPS) | Pre-treatment | Danny T adit water | Y | Pre-treatment | Batteries used to run metering pump, slurry mixer, and timer switch | Remote central Montana, southeast of Great Falls/no constraints noted | Pilot | June - September 2013 | Arsenic | As, total | µg/L | N | N/A |  |  |  | 150 | 746 | -397.3333 | [6 empty] | Data not provided | Data not provided | Data not provided | Data not provided | Data not provided | Data not provided | Data not provided | Data not provided |  | Influent | 2.85 | 2.41 | mg/L | 21.72 | °C | Data not provided | N/A | Data not provided | N/A | 382.6 | mV | 2404 | µS/cm | 27.1 | %DO | Data not provided | Data not provided | Data not provided | Data not provided | Data not provided | Data not provided | Data not provided | Data not provided | Data not provided | Data not provided | Data not provided | Data not provided | Pre-treatment substrate of limestone gravel overlain by a manure and compost layer | Data not provided | Total metals data set is limited to only two sampling events (due to funding limitations).
Final Danny T Adit Treatability Study Year 1 Technical Memorandum, Barker-Hughesville Mining District Superfund Site Cascade and Judith Basin Counties, Montana | BARKER HUGHESVILLE MINING DISTRICT | MT6122307485 | N/A | N/A | SAPS | Data not provided | Successive alkalinity producing system (SAPS) pre-treatment | Passive | Successive alkalinity producing system (SAPS) | Pre-treatment | Danny T adit water | Y | Pre-treatment | Batteries used to run metering pump, slurry mixer, and timer switch | Remote central Montana, southeast of Great Falls/no constraints noted | Pilot | June - September 2013 | Arsenic | As, dissolved | µg/L | N | N/A |  |  |  | 93 | 52 | 44.086 | [6 empty] | Data not provided | Data not provided | Data not provided | Data not provided | Data not provided | Data not provided | Data not provided | Data not provided |  | Influent | 2.8 | 2.19 | mg/L | 25.14 | °C | Data not provided | N/A | Data not provided | N/A | 492.7 | mV | 3394 | µS/cm | 26 | %DO | Data not provided | Data not provided | Data not provided | Data not provided | Data not provided | Data not provided | Data not provided | Data not provided | Data not provided | Data not provided | Data not provided | Data not provided | Pre-treatment substrate of limestone gravel overlain by a manure and compost layer | The number of sampling dates was reduced, resulting in less info to determine long-term treatment effectiveness. | Data not provided
Final Danny T Adit Treatability Study Year 1 Technical Memorandum, Barker-Hughesville Mining District Superfund Site Cascade and Judith Basin Counties, Montana | BARKER HUGHESVILLE MINING DISTRICT | MT6122307485 | N/A | N/A | SAPS | Data not provided | Successive alkalinity producing system (SAPS) pre-treatment | Passive | Successive alkalinity producing system (SAPS) | Pre-treatment | Danny T adit water | Y | Pre-treatment | Batteries used to run metering pump, slurry mixer, and timer switch | Remote central Montana, southeast of Great Falls/no constraints noted | Pilot | June - September 2013 | Arsenic | As, total | µg/L | N | N/A | [6 empty] | 746 | 150 | -397.3333 |  |  |  | Data not provided | Data not provided | Data not provided | Data not provided | Data not provided | Data not provided | Data not provided | Data not provided |  | Effluent | 5.22 | 1.58 | mg/L | 17.74 | °C | Data not provided | N/A | Data not provided | N/A | 132.8 | mV | 2091 | µS/cm | 15.8 | %DO | Data not provided | Data not provided | Data not provided | Data not provided | Data not provided | Data not provided | Data not provided | Data not provided | Data not provided | Data not provided | Data not provided | Data not provided | Pre-treatment substrate of limestone gravel overlain by a manure and compost layer | Data not provided | Total metals data set is limited to only two sampling events (due to funding limitations).
Final Danny T Adit Treatability Study Year 1 Technical Memorandum, Barker-Hughesville Mining District Superfund Site Cascade and Judith Basin Counties, Montana | BARKER HUGHESVILLE MINING DISTRICT | MT6122307485 | N/A | N/A | SAPS | Data not provided | Successive alkalinity producing system (SAPS) pre-treatment | Passive | Successive alkalinity producing system (SAPS) | Pre-treatment | Danny T adit water | Y | Pre-treatment | Batteries used to run metering pump, slurry mixer, and timer switch | Remote central Montana, southeast of Great Falls/no constraints noted | Pilot | June - September 2013 | Arsenic | As, dissolved | µg/L | N | N/A | [6 empty] | 52 | 93 | 44.086 |  |  |  | Data not provided | Data not provided | Data not provided | Data not provided | Data not provided | Data not provided | Data not provided | Data not provided |  | Effluent | 5.54 | 4.14 | mg/L | 17.27 | °C | Data not provided | N/A | Data not provided | N/A | 135.2 | mV | 3011 | µS/cm | 42.6 | %DO | Data not provided | Data not provided | Data not provided | Data not provided | Data not provided | Data not provided | Data not provided | Data not provided | Data not provided | Data not provided | Data not provided | Data not provided | Pre-treatment substrate of limestone gravel overlain by a manure and compost layer | The number of sampling dates was reduced, resulting in less info to determine long-term treatment effectiveness. | Data not provided
Final Danny T Adit Treatability Study Year 1 Technical Memorandum, Barker-Hughesville Mining District Superfund Site Cascade and Judith Basin Counties, Montana | BARKER HUGHESVILLE MINING DISTRICT | MT6122307485 | N/A | N/A | SAPS | Data not provided | Successive alkalinity producing system (SAPS) pre-treatment | Passive | Successive alkalinity producing system (SAPS) | Pre-treatment | Danny T adit water | Y | Pre-treatment | Batteries used to run metering pump, slurry mixer, and timer switch | Remote central Montana, southeast of Great Falls/no constraints noted | Pilot | June - September 2013 | Arsenic | As, total | µg/L | N | N/A | [9 empty] | 56 | 324 | 82.716 | Data not provided | Data not provided | Data not provided | Data not provided | Data not provided | Data not provided | Data not provided | Data not provided |  | Effluent | 6.38 | 0.09 | mg/L | 21.97 | °C | Data not provided | N/A | Data not provided | N/A | -157.6 | mV | 2434 | µS/cm | None | N/A | Data not provided | Data not provided | Data not provided | Data not provided | Data not provided | Data not provided | Data not provided | Data not provided | Data not provided | Data not provided | Data not provided | Data not provided | Pre-treatment substrate of limestone gravel overlain by a manure and compost layer | Data not provided | Total metals data set is limited to only two sampling events (due to funding limitations).
Final Danny T Adit Treatability Study Year 1 Technical Memorandum, Barker-Hughesville Mining District Superfund Site Cascade and Judith Basin Counties, Montana | BARKER HUGHESVILLE MINING DISTRICT | MT6122307485 | N/A | N/A | SAPS | Data not provided | Successive alkalinity producing system (SAPS) pre-treatment | Passive | Successive alkalinity producing system (SAPS) | Pre-treatment | Danny T adit water | Y | Pre-treatment | Batteries used to run metering pump, slurry mixer, and timer switch | Remote central Montana, southeast of Great Falls/no constraints noted | Pilot | June - September 2013 | Arsenic | As, dissolved | µg/L | N | N/A | [9 empty] | 3 | 113 | 97.3451 | Data not provided | Data not provided | Data not provided | Data not provided | Data not provided | Data not provided | Data not provided | Data not provided |  | Effluent | 5.22 | 1.58 | mg/L | 17.74 | °C | Data not provided | N/A | Data not provided | N/A | 132.8 | mV | 2091 | µS/cm | 15.8 | %DO | Data not provided | Data not provided | Data not provided | Data not provided | Data not provided | Data not provided | Data not provided | Data not provided | Data not provided | Data not provided | Data not provided | Data not provided | Pre-treatment substrate of limestone gravel overlain by a manure and compost layer | The number of sampling dates was reduced, resulting in less info to determine long-term treatment effectiveness. | Data not provided
Final Danny T Adit Treatability Study Year 1 Technical Memorandum, Barker-Hughesville Mining District Superfund Site Cascade and Judith Basin Counties, Montana | BARKER HUGHESVILLE MINING DISTRICT | MT6122307485 | N/A | N/A | BCR1 | Data not provided | Biochemical reactor (BCR) without pre-treatment (BCR1) | Passive | Biochemical reactor (BCR) | No pre-treatment | Danny T adit water | N | BCR without pre-treatment | Batteries used to run metering pump, slurry mixer, and timer switch | Remote central Montana, southeast of Great Falls/no constraints noted | Pilot | June - September 2013 | Barium | Ba, total | µg/L | N | N/A | 50 U | 50–640 | Not Applicable | [9 empty] | Data not provided | Data not provided | Data not provided | Data not provided | Data not provided | Data not provided | Data not provided | Data not provided |  | Influent | 2.81–2.85 | 2.41–6.48 | mg/L | 21.72–25 | °C | Data not provided | N/A | Data not provided | N/A | 382.6–490.9 | mV | 2,267–2,404 | µS/cm | NA–27.1 | %DO | Data not provided | Data not provided | Data not provided | Data not provided | Data not provided | Data not provided | Data not provided | Data not provided | Data not provided | Data not provided | results support the need for pretreatment of high acidity MIW ahead of the BCR. | Data not provided | Substrate: sawdust, wood chips, compost, dairy manure and limestone chips. BCR substrate composition was modified due to a shortage of available manure and limestone. The shortage of manure and limestone may have had a negative impact on treatment effectiveness in the BCRs. | Data not provided | Total metals data set is limited to only two sampling events. All influent and effluent values below the detection limit | U = under the detection limit. Influent is a range to reflect multiple days with the same observations (U).
Final Danny T Adit Treatability Study Year 1 Technical Memorandum, Barker-Hughesville Mining District Superfund Site Cascade and Judith Basin Counties, Montana | BARKER HUGHESVILLE MINING DISTRICT | MT6122307485 | N/A | N/A | BCR1 | Data not provided | Biochemical reactor (BCR) without pre-treatment (BCR1) | Passive | Biochemical reactor (BCR) | No pre-treatment | Danny T adit water | N | BCR without pre-treatment | Batteries used to run metering pump, slurry mixer, and timer switch | Remote central Montana, southeast of Great Falls/no constraints noted | Pilot | June - September 2013 | Barium | Ba, dissolved | µg/L | N | N/A | 50 U | 50 U–550 | Not Applicable | [9 empty] | Data not provided | Data not provided | Data not provided | Data not provided | Data not provided | Data not provided | Data not provided | Data not provided |  | Influent | 2.72–2.94 | 2.19–6.48 | mg/L | 15.19–25.14 | °C | Data not provided | N/A | Data not provided | N/A | 382.6–492.7 | mV | 1,332–3,394 | µS/cm | 26–43.7 | %DO | Data not provided | Data not provided | Data not provided | Data not provided | Data not provided | Data not provided | Data not provided | Data not provided | Data not provided | Data not provided | results support the need for pretreatment of high acidity MIW ahead of the BCR. | Data not provided | Substrate: sawdust, wood chips, compost, dairy manure and limestone chips. BCR substrate composition was modified due to a shortage of available manure and limestone. The shortage of manure and limestone may have had a negative impact on treatment effectiveness in the BCRs. | The number of sampling dates was reduced, resulting in less info to determine long-term treatment effectiveness. | All influent and effluent values below the detection limit | U = under the detection limit. Influent is a range to reflect multiple days with the same observations (U).
Final Danny T Adit Treatability Study Year 1 Technical Memorandum, Barker-Hughesville Mining District Superfund Site Cascade and Judith Basin Counties, Montana | BARKER HUGHESVILLE MINING DISTRICT | MT6122307485 | N/A | N/A | BCR1 | Data not provided | Biochemical reactor (BCR) without pre-treatment (BCR1) | Passive | Biochemical reactor (BCR) | No pre-treatment | Danny T adit water | N | BCR without pre-treatment | Batteries used to run metering pump, slurry mixer, and timer switch | Remote central Montana, southeast of Great Falls/no constraints noted | Pilot | June - September 2013 | Barium | Ba, total | µg/L | N | N/A |  |  |  | 50 U | 50–640 | Not Applicable | [6 empty] | Data not provided | Data not provided | Data not provided | Data not provided | Data not provided | Data not provided | Data not provided | Data not provided |  | Influent | 2.81–2.85 | 2.41–6.48 | mg/L | 21.72–25 | °C | Data not provided | N/A | Data not provided | N/A | 382.6–490.9 | mV | 2,267–2,404 | µS/cm | NA–27.1 | %DO | Data not provided | Data not provided | Data not provided | Data not provided | Data not provided | Data not provided | Data not provided | Data not provided | Data not provided | Data not provided | results support the need for pretreatment of high acidity MIW ahead of the BCR. | Data not provided | Substrate: sawdust, wood chips, compost, dairy manure and limestone chips. BCR substrate composition was modified due to a shortage of available manure and limestone. The shortage of manure and limestone may have had a negative impact on treatment effectiveness in the BCRs. | Data not provided | Total metals data set is limited to only two sampling events. All influent and effluent values below the detection limit | U = under the detection limit. Influent is a range to reflect multiple days with the same observations (U).
Final Danny T Adit Treatability Study Year 1 Technical Memorandum, Barker-Hughesville Mining District Superfund Site Cascade and Judith Basin Counties, Montana | BARKER HUGHESVILLE MINING DISTRICT | MT6122307485 | N/A | N/A | BCR1 | Data not provided | Biochemical reactor (BCR) without pre-treatment (BCR1) | Passive | Biochemical reactor (BCR) | No pre-treatment | Danny T adit water | N | BCR without pre-treatment | Batteries used to run metering pump, slurry mixer, and timer switch | Remote central Montana, southeast of Great Falls/no constraints noted | Pilot | June - September 2013 | Barium | Ba, dissolved | µg/L | N | N/A |  |  |  | 50 U | 50 U–550 | Not Applicable | [6 empty] | Data not provided | Data not provided | Data not provided | Data not provided | Data not provided | Data not provided | Data not provided | Data not provided |  | Influent | 2.72–2.94 | 2.19–6.48 | mg/L | 15.19–25.14 | °C | Data not provided | N/A | Data not provided | N/A | 382.6–492.7 | mV | 1,332–3,394 | µS/cm | 26–43.7 | %DO | Data not provided | Data not provided | Data not provided | Data not provided | Data not provided | Data not provided | Data not provided | Data not provided | Data not provided | Data not provided | results support the need for pretreatment of high acidity MIW ahead of the BCR. | Data not provided | Substrate: sawdust, wood chips, compost, dairy manure and limestone chips. BCR substrate composition was modified due to a shortage of available manure and limestone. The shortage of manure and limestone may have had a negative impact on treatment effectiveness in the BCRs. | The number of sampling dates was reduced, resulting in less info to determine long-term treatment effectiveness. | All influent and effluent values below the detection limit | U = under the detection limit. Influent is a range to reflect multiple days with the same observations (U).
Final Danny T Adit Treatability Study Year 1 Technical Memorandum, Barker-Hughesville Mining District Superfund Site Cascade and Judith Basin Counties, Montana | BARKER HUGHESVILLE MINING DISTRICT | MT6122307485 | N/A | N/A | BCR1 | Data not provided | Biochemical reactor (BCR) without pre-treatment (BCR1) | Passive | Biochemical reactor (BCR) | No pre-treatment | Danny T adit water | N | BCR without pre-treatment | Batteries used to run metering pump, slurry mixer, and timer switch | Remote central Montana, southeast of Great Falls/no constraints noted | Pilot | June - September 2013 | Barium | Ba, total | µg/L | N | N/A | [6 empty] | 640 | 50 U | Not Applicable |  |  |  | Data not provided | Data not provided | Data not provided | Data not provided | Data not provided | Data not provided | Data not provided | Data not provided |  | Effluent | 6.07 | 0.02 | mg/L | 20.6 | °C | Data not provided | N/A | Data not provided | N/A | -163 | mV | 3505 | µS/cm | None | N/A | Data not provided | Data not provided | Data not provided | Data not provided | Data not provided | Data not provided | Data not provided | Data not provided | Data not provided | Data not provided | results support the need for pretreatment of high acidity MIW ahead of the BCR. | Data not provided | Substrate: sawdust, wood chips, compost, dairy manure and limestone chips. BCR substrate composition was modified due to a shortage of available manure and limestone. The shortage of manure and limestone may have had a negative impact on treatment effectiveness in the BCRs. | Data not provided | Total metals data set is limited to only two sampling events. All influent and effluent values below the detection limit | U = under the detection limit
Final Danny T Adit Treatability Study Year 1 Technical Memorandum, Barker-Hughesville Mining District Superfund Site Cascade and Judith Basin Counties, Montana | BARKER HUGHESVILLE MINING DISTRICT | MT6122307485 | N/A | N/A | BCR1 | Data not provided | Biochemical reactor (BCR) without pre-treatment (BCR1) | Passive | Biochemical reactor (BCR) | No pre-treatment | Danny T adit water | N | BCR without pre-treatment | Batteries used to run metering pump, slurry mixer, and timer switch | Remote central Montana, southeast of Great Falls/no constraints noted | Pilot | June - September 2013 | Barium | Ba, dissolved | µg/L | N | N/A | [6 empty] | 550 | 50 U | Not Applicable |  |  |  | Data not provided | Data not provided | Data not provided | Data not provided | Data not provided | Data not provided | Data not provided | Data not provided |  | Effluent | 6.07 | 0.02 | mg/L | 20.6 | °C | Data not provided | N/A | Data not provided | N/A | -163 | mV | 3505 | µS/cm | None | N/A | Data not provided | Data not provided | Data not provided | Data not provided | Data not provided | Data not provided | Data not provided | Data not provided | Data not provided | Data not provided | results support the need for pretreatment of high acidity MIW ahead of the BCR. | Data not provided | Substrate: sawdust, wood chips, compost, dairy manure and limestone chips. BCR substrate composition was modified due to a shortage of available manure and limestone. The shortage of manure and limestone may have had a negative impact on treatment effectiveness in the BCRs. | The number of sampling dates was reduced, resulting in less info to determine long-term treatment effectiveness. | All influent and effluent values below the detection limit | U = under the detection limit.
Final Danny T Adit Treatability Study Year 1 Technical Memorandum, Barker-Hughesville Mining District Superfund Site Cascade and Judith Basin Counties, Montana | BARKER HUGHESVILLE MINING DISTRICT | MT6122307485 | N/A | N/A | BCR1 | Data not provided | Biochemical reactor (BCR) without pre-treatment (BCR1) | Passive | Biochemical reactor (BCR) | No pre-treatment | Danny T adit water | N | BCR without pre-treatment | Batteries used to run metering pump, slurry mixer, and timer switch | Remote central Montana, southeast of Great Falls/no constraints noted | Pilot | June - September 2013 | Barium | Ba, total | µg/L | N | N/A | [9 empty] | 50 | 50 U | Not Applicable | Data not provided | Data not provided | Data not provided | Data not provided | Data not provided | Data not provided | Data not provided | Data not provided |  | Effluent | 5.91 | 1.5 | mg/L | 17.95 | °C | Data not provided | N/A | Data not provided | N/A | -46.6 | mV | 2190 | µS/cm | 15.9 | %DO | Data not provided | Data not provided | Data not provided | Data not provided | Data not provided | Data not provided | Data not provided | Data not provided | Data not provided | Data not provided | results support the need for pretreatment of high acidity MIW ahead of the BCR. | Data not provided | Substrate: sawdust, wood chips, compost, dairy manure and limestone chips. BCR substrate composition was modified due to a shortage of available manure and limestone. The shortage of manure and limestone may have had a negative impact on treatment effectiveness in the BCRs. | Data not provided | Total metals data set is limited to only two sampling events. All influent and effluent values below the detection limit | U = under the detection limit
Final Danny T Adit Treatability Study Year 1 Technical Memorandum, Barker-Hughesville Mining District Superfund Site Cascade and Judith Basin Counties, Montana | BARKER HUGHESVILLE MINING DISTRICT | MT6122307485 | N/A | N/A | BCR1 | Data not provided | Biochemical reactor (BCR) without pre-treatment (BCR1) | Passive | Biochemical reactor (BCR) | No pre-treatment | Danny T adit water | N | BCR without pre-treatment | Batteries used to run metering pump, slurry mixer, and timer switch | Remote central Montana, southeast of Great Falls/no constraints noted | Pilot | June - September 2013 | Barium | Ba, dissolved | µg/L | N | N/A | [9 empty] | 50 U | 50 U | Not Applicable | Data not provided | Data not provided | Data not provided | Data not provided | Data not provided | Data not provided | Data not provided | Data not provided |  | Effluent | 5.67 | 2.31 | mg/L | 19.52 | °C | Data not provided | N/A | Data not provided | N/A | 57.6 | mV | 3034 | µS/cm | 23 | %DO | Data not provided | Data not provided | Data not provided | Data not provided | Data not provided | Data not provided | Data not provided | Data not provided | Data not provided | Data not provided | results support the need for pretreatment of high acidity MIW ahead of the BCR. | Data not provided | Substrate: sawdust, wood chips, compost, dairy manure and limestone chips. BCR substrate composition was modified due to a shortage of available manure and limestone. The shortage of manure and limestone may have had a negative impact on treatment effectiveness in the BCRs. | The number of sampling dates was reduced, resulting in less info to determine long-term treatment effectiveness. | All influent and effluent values below the detection limit | U = under the detection limit
Final Danny T Adit Treatability Study Year 1 Technical Memorandum, Barker-Hughesville Mining District Superfund Site Cascade and Judith Basin Counties, Montana | BARKER HUGHESVILLE MINING DISTRICT | MT6122307485 | N/A | N/A | BCR2 | Data not provided | Biochemical reactor (BCR) with SAPS pre-treatment (BCR2) | Passive | Biochemical reactor (BCR) | Pre-treatment | Danny T adit water | Y | BCR with pre-treatment | Batteries used to run metering pump, slurry mixer, and timer switch | Remote central Montana, southeast of Great Falls/no constraints noted | Pilot | June - September 2013 | Barium | Ba, total | µg/L | N | N/A | 50 U | 80–710 | Not Applicable | [9 empty] | Data not provided | Data not provided | Data not provided | Data not provided | Data not provided | Data not provided | Data not provided | Data not provided |  | Influent | 2.81–2.85 | 2.41–6.48 | mg/L | 21.72–25 | °C | Data not provided | N/A | Data not provided | N/A | 382.6–490.9 | mV | 2,267–2,404 | µS/cm | NA–27.1 | %DO | Data not provided | Data not provided | Data not provided | Data not provided | Data not provided | Data not provided | Data not provided | Data not provided | Data not provided | Data not provided | Data not provided | Data not provided | Substrate: sawdust, wood chips, compost, dairy manure and limestone chips. BCR substrate composition was modified due to a shortage of available manure and limestone. The shortage of manure and limestone may have had a negative impact on treatment effectiveness in the BCRs. | Data not provided | Total metals data set is limited to only two sampling events. All influent and effluent values below the detection limit | U = under the detection limit. Values presented as a range to reflect multiple days with the same effluent or influent observations.
Final Danny T Adit Treatability Study Year 1 Technical Memorandum, Barker-Hughesville Mining District Superfund Site Cascade and Judith Basin Counties, Montana | BARKER HUGHESVILLE MINING DISTRICT | MT6122307485 | N/A | N/A | BCR2 | Data not provided | Biochemical reactor (BCR) with SAPS pre-treatment (BCR2) | Passive | Biochemical reactor (BCR) | Pre-treatment | Danny T adit water | Y | BCR with pre-treatment | Batteries used to run metering pump, slurry mixer, and timer switch | Remote central Montana, southeast of Great Falls/no constraints noted | Pilot | June - September 2013 | Barium | Ba, dissolved | µg/L | N | N/A | 50 U | 70–570 | Not Applicable | [9 empty] | Data not provided | Data not provided | Data not provided | Data not provided | Data not provided | Data not provided | Data not provided | Data not provided |  | Influent | 2.72–2.94 | 2.19–6.48 | mg/L | 15.19–25.14 | °C | Data not provided | N/A | Data not provided | N/A | 382.6–492.7 | mV | 1,332–3,394 | µS/cm | 26–43.7 | %DO | Data not provided | Data not provided | Data not provided | Data not provided | Data not provided | Data not provided | Data not provided | Data not provided | Data not provided | Data not provided | Data not provided | Data not provided | Substrate: sawdust, wood chips, compost, dairy manure and limestone chips. BCR substrate composition was modified due to a shortage of available manure and limestone. The shortage of manure and limestone may have had a negative impact on treatment effectiveness in the BCRs. | The number of sampling dates was reduced, resulting in less info to determine long-term treatment effectiveness. | All influent and effluent values below the detection limit | U = under the detection limit. Values presented as a range to reflect multiple days with the same effluent or influent observations.
Final Danny T Adit Treatability Study Year 1 Technical Memorandum, Barker-Hughesville Mining District Superfund Site Cascade and Judith Basin Counties, Montana | BARKER HUGHESVILLE MINING DISTRICT | MT6122307485 | N/A | N/A | BCR2 | Data not provided | Biochemical reactor (BCR) with SAPS pre-treatment (BCR2) | Passive | Biochemical reactor (BCR) | Pre-treatment | Danny T adit water | Y | BCR with pre-treatment | Batteries used to run metering pump, slurry mixer, and timer switch | Remote central Montana, southeast of Great Falls/no constraints noted | Pilot | June - September 2013 | Barium | Ba, total | µg/L | N | N/A |  |  |  | 50 U | 80–710 | Not Applicable | [6 empty] | Data not provided | Data not provided | Data not provided | Data not provided | Data not provided | Data not provided | Data not provided | Data not provided |  | Influent | 2.81–2.85 | 2.41–6.48 | mg/L | 21.72–25 | °C | Data not provided | N/A | Data not provided | N/A | 382.6–490.9 | mV | 2,267–2,404 | µS/cm | NA–27.1 | %DO | Data not provided | Data not provided | Data not provided | Data not provided | Data not provided | Data not provided | Data not provided | Data not provided | Data not provided | Data not provided | Data not provided | Data not provided | Substrate: sawdust, wood chips, compost, dairy manure and limestone chips. BCR substrate composition was modified due to a shortage of available manure and limestone. The shortage of manure and limestone may have had a negative impact on treatment effectiveness in the BCRs. | Data not provided | Total metals data set is limited to only two sampling events. All influent and effluent values below the detection limit | U = under the detection limit. Values presented as a range to reflect multiple days with the same effluent or influent observations.
Final Danny T Adit Treatability Study Year 1 Technical Memorandum, Barker-Hughesville Mining District Superfund Site Cascade and Judith Basin Counties, Montana | BARKER HUGHESVILLE MINING DISTRICT | MT6122307485 | N/A | N/A | BCR2 | Data not provided | Biochemical reactor (BCR) with SAPS pre-treatment (BCR2) | Passive | Biochemical reactor (BCR) | Pre-treatment | Danny T adit water | Y | BCR with pre-treatment | Batteries used to run metering pump, slurry mixer, and timer switch | Remote central Montana, southeast of Great Falls/no constraints noted | Pilot | June - September 2013 | Barium | Ba, dissolved | µg/L | N | N/A |  |  |  | 50 U | 70–570 | Not Applicable | [6 empty] | Data not provided | Data not provided | Data not provided | Data not provided | Data not provided | Data not provided | Data not provided | Data not provided |  | Influent | 2.72–2.94 | 2.19–6.48 | mg/L | 15.19–25.14 | °C | Data not provided | N/A | Data not provided | N/A | 382.6–492.7 | mV | 1,332–3,394 | µS/cm | 26–43.7 | %DO | Data not provided | Data not provided | Data not provided | Data not provided | Data not provided | Data not provided | Data not provided | Data not provided | Data not provided | Data not provided | Data not provided | Data not provided | Substrate: sawdust, wood chips, compost, dairy manure and limestone chips. BCR substrate composition was modified due to a shortage of available manure and limestone. The shortage of manure and limestone may have had a negative impact on treatment effectiveness in the BCRs. | The number of sampling dates was reduced, resulting in less info to determine long-term treatment effectiveness. | All influent and effluent values below the detection limit | U = under the detection limit. Values presented as a range to reflect multiple days with the same effluent or influent observations.
Final Danny T Adit Treatability Study Year 1 Technical Memorandum, Barker-Hughesville Mining District Superfund Site Cascade and Judith Basin Counties, Montana | BARKER HUGHESVILLE MINING DISTRICT | MT6122307485 | N/A | N/A | BCR2 | Data not provided | Biochemical reactor (BCR) with SAPS pre-treatment (BCR2) | Passive | Biochemical reactor (BCR) | Pre-treatment | Danny T adit water | Y | BCR with pre-treatment | Batteries used to run metering pump, slurry mixer, and timer switch | Remote central Montana, southeast of Great Falls/no constraints noted | Pilot | June - September 2013 | Barium | Ba, total | µg/L | N | N/A | [6 empty] | 710 | 50 U | Not Applicable |  |  |  | Data not provided | Data not provided | Data not provided | Data not provided | Data not provided | Data not provided | Data not provided | Data not provided |  | Effluent | 6.29 | 0.05 | mg/L | 20.2 | °C | Data not provided | N/A | Data not provided | N/A | -153.8 | mV | 4954 | µS/cm | None | N/A | Data not provided | Data not provided | Data not provided | Data not provided | Data not provided | Data not provided | Data not provided | Data not provided | Data not provided | Data not provided | Data not provided | Data not provided | Substrate: sawdust, wood chips, compost, dairy manure and limestone chips. BCR substrate composition was modified due to a shortage of available manure and limestone. The shortage of manure and limestone may have had a negative impact on treatment effectiveness in the BCRs. | Data not provided | Total metals data set is limited to only two sampling events. All influent and effluent values below the detection limit | U = under the detection limit.
Final Danny T Adit Treatability Study Year 1 Technical Memorandum, Barker-Hughesville Mining District Superfund Site Cascade and Judith Basin Counties, Montana | BARKER HUGHESVILLE MINING DISTRICT | MT6122307485 | N/A | N/A | BCR2 | Data not provided | Biochemical reactor (BCR) with SAPS pre-treatment (BCR2) | Passive | Biochemical reactor (BCR) | Pre-treatment | Danny T adit water | Y | BCR with pre-treatment | Batteries used to run metering pump, slurry mixer, and timer switch | Remote central Montana, southeast of Great Falls/no constraints noted | Pilot | June - September 2013 | Barium | Ba, dissolved | µg/L | N | N/A | [6 empty] | 570 | 50 U | Not Applicable |  |  |  | Data not provided | Data not provided | Data not provided | Data not provided | Data not provided | Data not provided | Data not provided | Data not provided |  | Effluent | 6.29 | 0.05 | mg/L | 20.2 | °C | Data not provided | N/A | Data not provided | N/A | -153.8 | mV | 4954 | µS/cm | None | N/A | Data not provided | Data not provided | Data not provided | Data not provided | Data not provided | Data not provided | Data not provided | Data not provided | Data not provided | Data not provided | Data not provided | Data not provided | Substrate: sawdust, wood chips, compost, dairy manure and limestone chips. BCR substrate composition was modified due to a shortage of available manure and limestone. The shortage of manure and limestone may have had a negative impact on treatment effectiveness in the BCRs. | The number of sampling dates was reduced, resulting in less info to determine long-term treatment effectiveness. | All influent and effluent values below the detection limit | U = under the detection limit.
Final Danny T Adit Treatability Study Year 1 Technical Memorandum, Barker-Hughesville Mining District Superfund Site Cascade and Judith Basin Counties, Montana | BARKER HUGHESVILLE MINING DISTRICT | MT6122307485 | N/A | N/A | BCR2 | Data not provided | Biochemical reactor (BCR) with SAPS pre-treatment (BCR2) | Passive | Biochemical reactor (BCR) | Pre-treatment | Danny T adit water | Y | BCR with pre-treatment | Batteries used to run metering pump, slurry mixer, and timer switch | Remote central Montana, southeast of Great Falls/no constraints noted | Pilot | June - September 2013 | Barium | Ba, total | µg/L | N | N/A | [9 empty] | 80 | 50 U | Not Applicable | Data not provided | Data not provided | Data not provided | Data not provided | Data not provided | Data not provided | Data not provided | Data not provided |  | Effluent | 6.16 | 1.67 | mg/L | 17.67 | °C | Data not provided | N/A | Data not provided | N/A | -28 | mV | 2187 | µS/cm | 17.8 | %DO | Data not provided | Data not provided | Data not provided | Data not provided | Data not provided | Data not provided | Data not provided | Data not provided | Data not provided | Data not provided | Data not provided | Data not provided | Substrate: sawdust, wood chips, compost, dairy manure and limestone chips. BCR substrate composition was modified due to a shortage of available manure and limestone. The shortage of manure and limestone may have had a negative impact on treatment effectiveness in the BCRs. | Data not provided | Total metals data set is limited to only two sampling events. All influent and effluent values below the detection limit | U = under the detection limit.
Final Danny T Adit Treatability Study Year 1 Technical Memorandum, Barker-Hughesville Mining District Superfund Site Cascade and Judith Basin Counties, Montana | BARKER HUGHESVILLE MINING DISTRICT | MT6122307485 | N/A | N/A | BCR2 | Data not provided | Biochemical reactor (BCR) with SAPS pre-treatment (BCR2) | Passive | Biochemical reactor (BCR) | Pre-treatment | Danny T adit water | Y | BCR with pre-treatment | Batteries used to run metering pump, slurry mixer, and timer switch | Remote central Montana, southeast of Great Falls/no constraints noted | Pilot | June - September 2013 | Barium | Ba, dissolved | µg/L | N | N/A | [9 empty] | 70 | 50 U | Not Applicable | Data not provided | Data not provided | Data not provided | Data not provided | Data not provided | Data not provided | Data not provided | Data not provided |  | Effluent | 6.26 | 8.52 | mg/L | 18.4 | °C | Data not provided | N/A | Data not provided | N/A | 19.4 | mV | 3224 | µS/cm | 92.1 | %DO | Data not provided | Data not provided | Data not provided | Data not provided | Data not provided | Data not provided | Data not provided | Data not provided | Data not provided | Data not provided | Data not provided | Data not provided | Substrate: sawdust, wood chips, compost, dairy manure and limestone chips. BCR substrate composition was modified due to a shortage of available manure and limestone. The shortage of manure and limestone may have had a negative impact on treatment effectiveness in the BCRs. | The number of sampling dates was reduced, resulting in less info to determine long-term treatment effectiveness. | All influent and effluent values below the detection limit | U = under the detection limit.
Final Danny T Adit Treatability Study Year 1 Technical Memorandum, Barker-Hughesville Mining District Superfund Site Cascade and Judith Basin Counties, Montana | BARKER HUGHESVILLE MINING DISTRICT | MT6122307485 | N/A | N/A | BCR3 | Data not provided | Biochemical reactor (BCR) with CHIT pre-treatment (BCR3) | Passive | Biochemical reactor (BCR) | Pre-treatment | Danny T adit water | Y | BCR with pre-treatment | Batteries used to run metering pump, slurry mixer, and timer switch | Remote central Montana, southeast of Great Falls/no constraints noted | Pilot | June - September 2013 | Barium | Ba, total | µg/L | N | N/A | 50 U | 130–850 | Not Applicable | [9 empty] | Data not provided | Data not provided | Data not provided | Data not provided | Data not provided | Data not provided | Data not provided | Data not provided |  | Influent | 2.81–2.85 | 2.41–6.48 | mg/L | 21.72–25 | °C | Data not provided | N/A | Data not provided | N/A | 382.6–490.9 | mV | 2,267–2,404 | µS/cm | NA–27.1 | %DO | Data not provided | Data not provided | Data not provided | Data not provided | Data not provided | Data not provided | Data not provided | Data not provided | Data not provided | Data not provided | The Chitorem/BCR3 treatment provided the best overall treatment performance for both metal removal and sustaining sulfate reducing conditions. | Data not provided | Substrate: sawdust, wood chips, compost, dairy manure and limestone chips. BCR substrate composition was modified due to a shortage of available manure and limestone. The shortage of manure and limestone may have had a negative impact on treatment effectiveness in the BCRs. | Data not provided | Total metals data set is limited to only two sampling events. All influent and effluent values below the detection limit | U = under the detection limit. Values presented as a range to reflect multiple days with the same effluent or influent observations.
Final Danny T Adit Treatability Study Year 1 Technical Memorandum, Barker-Hughesville Mining District Superfund Site Cascade and Judith Basin Counties, Montana | BARKER HUGHESVILLE MINING DISTRICT | MT6122307485 | N/A | N/A | BCR3 | Data not provided | Biochemical reactor (BCR) with CHIT pre-treatment (BCR3) | Passive | Biochemical reactor (BCR) | Pre-treatment | Danny T adit water | Y | BCR with pre-treatment | Batteries used to run metering pump, slurry mixer, and timer switch | Remote central Montana, southeast of Great Falls/no constraints noted | Pilot | June - September 2013 | Barium | Ba, dissolved | µg/L | N | N/A | 50 U | 90–790 | Not Applicable | [9 empty] | Data not provided | Data not provided | Data not provided | Data not provided | Data not provided | Data not provided | Data not provided | Data not provided |  | Influent | 2.72–2.94 | 2.19–6.48 | mg/L | 15.19–25.14 | °C | Data not provided | N/A | Data not provided | N/A | 382.6–492.7 | mV | 1,332–3,394 | µS/cm | 26–43.7 | %DO | Data not provided | Data not provided | Data not provided | Data not provided | Data not provided | Data not provided | Data not provided | Data not provided | Data not provided | Data not provided | The Chitorem/BCR3 treatment provided the best overall treatment performance for both metal removal and sustaining sulfate reducing conditions. | Data not provided | Substrate: sawdust, wood chips, compost, dairy manure and limestone chips. BCR substrate composition was modified due to a shortage of available manure and limestone. The shortage of manure and limestone may have had a negative impact on treatment effectiveness in the BCRs. | The number of sampling dates was reduced, resulting in less info to determine long-term treatment effectiveness. | All influent and effluent values below the detection limit | U = under the detection limit. Values presented as a range to reflect multiple days with the same effluent or influent observations.
Final Danny T Adit Treatability Study Year 1 Technical Memorandum, Barker-Hughesville Mining District Superfund Site Cascade and Judith Basin Counties, Montana | BARKER HUGHESVILLE MINING DISTRICT | MT6122307485 | N/A | N/A | BCR3 | Data not provided | Biochemical reactor (BCR) with CHIT pre-treatment (BCR3) | Passive | Biochemical reactor (BCR) | Pre-treatment | Danny T adit water | Y | BCR with pre-treatment | Batteries used to run metering pump, slurry mixer, and timer switch | Remote central Montana, southeast of Great Falls/no constraints noted | Pilot | June - September 2013 | Barium | Ba, total | µg/L | N | N/A |  |  |  | 50 U | 130–850 | Not Applicable | [6 empty] | Data not provided | Data not provided | Data not provided | Data not provided | Data not provided | Data not provided | Data not provided | Data not provided |  | Influent | 2.81–2.85 | 2.41–6.48 | mg/L | 21.72–25 | °C | Data not provided | N/A | Data not provided | N/A | 382.6–490.9 | mV | 2,267–2,404 | µS/cm | NA–27.1 | %DO | Data not provided | Data not provided | Data not provided | Data not provided | Data not provided | Data not provided | Data not provided | Data not provided | Data not provided | Data not provided | The Chitorem/BCR3 treatment provided the best overall treatment performance for both metal removal and sustaining sulfate reducing conditions. | Data not provided | Substrate: sawdust, wood chips, compost, dairy manure and limestone chips. BCR substrate composition was modified due to a shortage of available manure and limestone. The shortage of manure and limestone may have had a negative impact on treatment effectiveness in the BCRs. | Data not provided | Total metals data set is limited to only two sampling events. All influent and effluent values below the detection limit | U = under the detection limit. Values presented as a range to reflect multiple days with the same effluent or influent observations.
Final Danny T Adit Treatability Study Year 1 Technical Memorandum, Barker-Hughesville Mining District Superfund Site Cascade and Judith Basin Counties, Montana | BARKER HUGHESVILLE MINING DISTRICT | MT6122307485 | N/A | N/A | BCR3 | Data not provided | Biochemical reactor (BCR) with CHIT pre-treatment (BCR3) | Passive | Biochemical reactor (BCR) | Pre-treatment | Danny T adit water | Y | BCR with pre-treatment | Batteries used to run metering pump, slurry mixer, and timer switch | Remote central Montana, southeast of Great Falls/no constraints noted | Pilot | June - September 2013 | Barium | Ba, dissolved | µg/L | N | N/A |  |  |  | 50 U | 90–790 | Not Applicable | [6 empty] | Data not provided | Data not provided | Data not provided | Data not provided | Data not provided | Data not provided | Data not provided | Data not provided |  | Influent | 2.72–2.94 | 2.19–6.48 | mg/L | 15.19–25.14 | °C | Data not provided | N/A | Data not provided | N/A | 382.6–492.7 | mV | 1,332–3,394 | µS/cm | 26–43.7 | %DO | Data not provided | Data not provided | Data not provided | Data not provided | Data not provided | Data not provided | Data not provided | Data not provided | Data not provided | Data not provided | The Chitorem/BCR3 treatment provided the best overall treatment performance for both metal removal and sustaining sulfate reducing conditions. | Data not provided | Substrate: sawdust, wood chips, compost, dairy manure and limestone chips. BCR substrate composition was modified due to a shortage of available manure and limestone. The shortage of manure and limestone may have had a negative impact on treatment effectiveness in the BCRs. | The number of sampling dates was reduced, resulting in less info to determine long-term treatment effectiveness. | All influent and effluent values below the detection limit | U = under the detection limit. Values presented as a range to reflect multiple days with the same effluent or influent observations.
Final Danny T Adit Treatability Study Year 1 Technical Memorandum, Barker-Hughesville Mining District Superfund Site Cascade and Judith Basin Counties, Montana | BARKER HUGHESVILLE MINING DISTRICT | MT6122307485 | N/A | N/A | BCR3 | Data not provided | Biochemical reactor (BCR) with CHIT pre-treatment (BCR3) | Passive | Biochemical reactor (BCR) | Pre-treatment | Danny T adit water | Y | BCR with pre-treatment | Batteries used to run metering pump, slurry mixer, and timer switch | Remote central Montana, southeast of Great Falls/no constraints noted | Pilot | June - September 2013 | Barium | Ba, total | µg/L | N | N/A | [6 empty] | 850 | 50 U | Not Applicable |  |  |  | Data not provided | Data not provided | Data not provided | Data not provided | Data not provided | Data not provided | Data not provided | Data not provided |  | Effluent | 6.17 | 0.04 | mg/L | 19.65 | °C | Data not provided | N/A | Data not provided | N/A | -152.5 | mV | 8162 | µS/cm | None | N/A | Data not provided | Data not provided | Data not provided | Data not provided | Data not provided | Data not provided | Data not provided | Data not provided | Data not provided | Data not provided | The Chitorem/BCR3 treatment provided the best overall treatment performance for both metal removal and sustaining sulfate reducing conditions. | Data not provided | Substrate: sawdust, wood chips, compost, dairy manure and limestone chips. BCR substrate composition was modified due to a shortage of available manure and limestone. The shortage of manure and limestone may have had a negative impact on treatment effectiveness in the BCRs. | Data not provided | Total metals data set is limited to only two sampling events. All influent and effluent values below the detection limit | U = under the detection limit
Final Danny T Adit Treatability Study Year 1 Technical Memorandum, Barker-Hughesville Mining District Superfund Site Cascade and Judith Basin Counties, Montana | BARKER HUGHESVILLE MINING DISTRICT | MT6122307485 | N/A | N/A | BCR3 | Data not provided | Biochemical reactor (BCR) with CHIT pre-treatment (BCR3) | Passive | Biochemical reactor (BCR) | Pre-treatment | Danny T adit water | Y | BCR with pre-treatment | Batteries used to run metering pump, slurry mixer, and timer switch | Remote central Montana, southeast of Great Falls/no constraints noted | Pilot | June - September 2013 | Barium | Ba, dissolved | µg/L | N | N/A | [6 empty] | 790 | 50 U | Not Applicable |  |  |  | Data not provided | Data not provided | Data not provided | Data not provided | Data not provided | Data not provided | Data not provided | Data not provided |  | Effluent | 6.17 | 0.04 | mg/L | 19.65 | °C | Data not provided | N/A | Data not provided | N/A | -152.5 | mV | 8162 | µS/cm | None | N/A | Data not provided | Data not provided | Data not provided | Data not provided | Data not provided | Data not provided | Data not provided | Data not provided | Data not provided | Data not provided | The Chitorem/BCR3 treatment provided the best overall treatment performance for both metal removal and sustaining sulfate reducing conditions. | Data not provided | Substrate: sawdust, wood chips, compost, dairy manure and limestone chips. BCR substrate composition was modified due to a shortage of available manure and limestone. The shortage of manure and limestone may have had a negative impact on treatment effectiveness in the BCRs. | The number of sampling dates was reduced, resulting in less info to determine long-term treatment effectiveness. | All influent and effluent values below the detection limit | U = under the detection limit
Final Danny T Adit Treatability Study Year 1 Technical Memorandum, Barker-Hughesville Mining District Superfund Site Cascade and Judith Basin Counties, Montana | BARKER HUGHESVILLE MINING DISTRICT | MT6122307485 | N/A | N/A | BCR3 | Data not provided | Biochemical reactor (BCR) with CHIT pre-treatment (BCR3) | Passive | Biochemical reactor (BCR) | Pre-treatment | Danny T adit water | Y | BCR with pre-treatment | Batteries used to run metering pump, slurry mixer, and timer switch | Remote central Montana, southeast of Great Falls/no constraints noted | Pilot | June - September 2013 | Barium | Ba, total | µg/L | N | N/A | [9 empty] | 130 | 50 U | Not Applicable | Data not provided | Data not provided | Data not provided | Data not provided | Data not provided | Data not provided | Data not provided | Data not provided |  | Effluent | 6.17 | 4.34 | mg/L | 17.84 | °C | Data not provided | N/A | Data not provided | N/A | -274.4 | mV | 5154 | µS/cm | 46.4 | %DO | Data not provided | Data not provided | Data not provided | Data not provided | Data not provided | Data not provided | Data not provided | Data not provided | Data not provided | Data not provided | The Chitorem/BCR3 treatment provided the best overall treatment performance for both metal removal and sustaining sulfate reducing conditions. | Data not provided | Substrate: sawdust, wood chips, compost, dairy manure and limestone chips. BCR substrate composition was modified due to a shortage of available manure and limestone. The shortage of manure and limestone may have had a negative impact on treatment effectiveness in the BCRs. | Data not provided | Total metals data set is limited to only two sampling events. All influent and effluent values below the detection limit | U = under the detection limit
Final Danny T Adit Treatability Study Year 1 Technical Memorandum, Barker-Hughesville Mining District Superfund Site Cascade and Judith Basin Counties, Montana | BARKER HUGHESVILLE MINING DISTRICT | MT6122307485 | N/A | N/A | BCR3 | Data not provided | Biochemical reactor (BCR) with CHIT pre-treatment (BCR3) | Passive | Biochemical reactor (BCR) | Pre-treatment | Danny T adit water | Y | BCR with pre-treatment | Batteries used to run metering pump, slurry mixer, and timer switch | Remote central Montana, southeast of Great Falls/no constraints noted | Pilot | June - September 2013 | Barium | Ba, dissolved | µg/L | N | N/A | [9 empty] | 90 | 50 U | Not Applicable | Data not provided | Data not provided | Data not provided | Data not provided | Data not provided | Data not provided | Data not provided | Data not provided |  | Effluent | 6.55 | 2.79 | mg/L | 16.81 | °C | Data not provided | N/A | Data not provided | N/A | -247.5 | mV | 6207 | µS/cm | 28.3 | %DO | Data not provided | Data not provided | Data not provided | Data not provided | Data not provided | Data not provided | Data not provided | Data not provided | Data not provided | Data not provided | The Chitorem/BCR3 treatment provided the best overall treatment performance for both metal removal and sustaining sulfate reducing conditions. | Data not provided | Substrate: sawdust, wood chips, compost, dairy manure and limestone chips. BCR substrate composition was modified due to a shortage of available manure and limestone. The shortage of manure and limestone may have had a negative impact on treatment effectiveness in the BCRs. | The number of sampling dates was reduced, resulting in less info to determine long-term treatment effectiveness. | All influent and effluent values below the detection limit | U = under the detection limit
Final Danny T Adit Treatability Study Year 1 Technical Memorandum, Barker-Hughesville Mining District Superfund Site Cascade and Judith Basin Counties, Montana | BARKER HUGHESVILLE MINING DISTRICT | MT6122307485 | N/A | N/A | BCR4 | Data not provided | Biochemical reactor (BCR) with Mg(OH)2 pre-treatment (BCR4) | Passive | Biochemical reactor (BCR) | Pre-treatment | Danny T adit water | Y | BCR with pre-treatment | Batteries used to run metering pump, slurry mixer, and timer switch | Remote central Montana, southeast of Great Falls/no constraints noted | Pilot | June - September 2013 | Barium | Ba, total | µg/L | N | N/A | 50 U | 100–650 | Not Applicable | [9 empty] | Data not provided | Data not provided | Data not provided | Data not provided | Data not provided | Data not provided | Data not provided | Data not provided |  | Influent | 2.81–2.85 | 2.41–6.48 | mg/L | 21.72–25 | °C | Data not provided | N/A | Data not provided | N/A | 382.6–490.9 | mV | 2,267–2,404 | µS/cm | NA–27.1 | %DO | Data not provided | Data not provided | Data not provided | Data not provided | Data not provided | Data not provided | Data not provided | Data not provided | Data not provided | Data not provided | Data not provided | Data not provided | Substrate: sawdust, wood chips, compost, dairy manure and limestone chips. BCR substrate composition was modified due to a shortage of available manure and limestone. The shortage of manure and limestone may have had a negative impact on treatment effectiveness in the BCRs. | Data not provided | Total metals data set is limited to only two sampling events. All influent and effluent values below the detection limit | U = under the detection limit. Values presented as a range to reflect multiple days with the same effluent or influent observations.
Final Danny T Adit Treatability Study Year 1 Technical Memorandum, Barker-Hughesville Mining District Superfund Site Cascade and Judith Basin Counties, Montana | BARKER HUGHESVILLE MINING DISTRICT | MT6122307485 | N/A | N/A | BCR4 | Data not provided | Biochemical reactor (BCR) with Mg(OH)2 pre-treatment (BCR4) | Passive | Biochemical reactor (BCR) | Pre-treatment | Danny T adit water | Y | BCR with pre-treatment | Batteries used to run metering pump, slurry mixer, and timer switch | Remote central Montana, southeast of Great Falls/no constraints noted | Pilot | June - September 2013 | Barium | Ba, dissolved | µg/L | N | N/A | 50 U | 70–550 | Not Applicable | [9 empty] | Data not provided | Data not provided | Data not provided | Data not provided | Data not provided | Data not provided | Data not provided | Data not provided |  | Influent | 2.72–2.94 | 2.19–6.48 | mg/L | 15.19–25.14 | °C | Data not provided | N/A | Data not provided | N/A | 382.6–492.7 | mV | 1,332–3,394 | µS/cm | 26–43.7 | %DO | Data not provided | Data not provided | Data not provided | Data not provided | Data not provided | Data not provided | Data not provided | Data not provided | Data not provided | Data not provided | Data not provided | Data not provided | Substrate: sawdust, wood chips, compost, dairy manure and limestone chips. BCR substrate composition was modified due to a shortage of available manure and limestone. The shortage of manure and limestone may have had a negative impact on treatment effectiveness in the BCRs. | The number of sampling dates was reduced, resulting in less info to determine long-term treatment effectiveness. | All influent and effluent values below the detection limit | U = under the detection limit. Values presented as a range to reflect multiple days with the same effluent or influent observations.
Final Danny T Adit Treatability Study Year 1 Technical Memorandum, Barker-Hughesville Mining District Superfund Site Cascade and Judith Basin Counties, Montana | BARKER HUGHESVILLE MINING DISTRICT | MT6122307485 | N/A | N/A | BCR4 | Data not provided | Biochemical reactor (BCR) with Mg(OH)2 pre-treatment (BCR4) | Passive | Biochemical reactor (BCR) | Pre-treatment | Danny T adit water | Y | BCR with pre-treatment | Batteries used to run metering pump, slurry mixer, and timer switch | Remote central Montana, southeast of Great Falls/no constraints noted | Pilot | June - September 2013 | Barium | Ba, total | µg/L | N | N/A |  |  |  | 50 U | 100–650 | Not Applicable | [6 empty] | Data not provided | Data not provided | Data not provided | Data not provided | Data not provided | Data not provided | Data not provided | Data not provided |  | Influent | 2.81–2.85 | 2.41–6.48 | mg/L | 21.72–25 | °C | Data not provided | N/A | Data not provided | N/A | 382.6–490.9 | mV | 2,267–2,404 | µS/cm | NA–27.1 | %DO | Data not provided | Data not provided | Data not provided | Data not provided | Data not provided | Data not provided | Data not provided | Data not provided | Data not provided | Data not provided | Data not provided | Data not provided | Substrate: sawdust, wood chips, compost, dairy manure and limestone chips. BCR substrate composition was modified due to a shortage of available manure and limestone. The shortage of manure and limestone may have had a negative impact on treatment effectiveness in the BCRs. | Data not provided | Total metals data set is limited to only two sampling events. All influent and effluent values below the detection limit | U = under the detection limit. Values presented as a range to reflect multiple days with the same effluent or influent observations.
Final Danny T Adit Treatability Study Year 1 Technical Memorandum, Barker-Hughesville Mining District Superfund Site Cascade and Judith Basin Counties, Montana | BARKER HUGHESVILLE MINING DISTRICT | MT6122307485 | N/A | N/A | BCR4 | Data not provided | Biochemical reactor (BCR) with Mg(OH)2 pre-treatment (BCR4) | Passive | Biochemical reactor (BCR) | Pre-treatment | Danny T adit water | Y | BCR with pre-treatment | Batteries used to run metering pump, slurry mixer, and timer switch | Remote central Montana, southeast of Great Falls/no constraints noted | Pilot | June - September 2013 | Barium | Ba, dissolved | µg/L | N | N/A |  |  |  | 50 U | 70–550 | Not Applicable | [6 empty] | Data not provided | Data not provided | Data not provided | Data not provided | Data not provided | Data not provided | Data not provided | Data not provided |  | Influent | 2.72–2.94 | 2.19–6.48 | mg/L | 15.19–25.14 | °C | Data not provided | N/A | Data not provided | N/A | 382.6–492.7 | mV | 1,332–3,394 | µS/cm | 26–43.7 | %DO | Data not provided | Data not provided | Data not provided | Data not provided | Data not provided | Data not provided | Data not provided | Data not provided | Data not provided | Data not provided | Data not provided | Data not provided | Substrate: sawdust, wood chips, compost, dairy manure and limestone chips. BCR substrate composition was modified due to a shortage of available manure and limestone. The shortage of manure and limestone may have had a negative impact on treatment effectiveness in the BCRs. | The number of sampling dates was reduced, resulting in less info to determine long-term treatment effectiveness. | All influent and effluent values below the detection limit | U = under the detection limit. Values presented as a range to reflect multiple days with the same effluent or influent observations.
Final Danny T Adit Treatability Study Year 1 Technical Memorandum, Barker-Hughesville Mining District Superfund Site Cascade and Judith Basin Counties, Montana | BARKER HUGHESVILLE MINING DISTRICT | MT6122307485 | N/A | N/A | BCR4 | Data not provided | Biochemical reactor (BCR) with Mg(OH)2 pre-treatment (BCR4) | Passive | Biochemical reactor (BCR) | Pre-treatment | Danny T adit water | Y | BCR with pre-treatment | Batteries used to run metering pump, slurry mixer, and timer switch | Remote central Montana, southeast of Great Falls/no constraints noted | Pilot | June - September 2013 | Barium | Ba, total | µg/L | N | N/A | [6 empty] | 650 | 50 U | Not Applicable |  |  |  | Data not provided | Data not provided | Data not provided | Data not provided | Data not provided | Data not provided | Data not provided | Data not provided |  | Effluent | 6.25 | 0.02 | mg/L | 20.16 | °C | Data not provided | N/A | Data not provided | N/A | -144.8 | mV | 4001 | µS/cm | None | N/A | Data not provided | Data not provided | Data not provided | Data not provided | Data not provided | Data not provided | Data not provided | Data not provided | Data not provided | Data not provided | Data not provided | Data not provided | Substrate: sawdust, wood chips, compost, dairy manure and limestone chips. BCR substrate composition was modified due to a shortage of available manure and limestone. The shortage of manure and limestone may have had a negative impact on treatment effectiveness in the BCRs. | Data not provided | Total metals data set is limited to only two sampling events. All influent and effluent values below the detection limit | U = under the detection limit.
Final Danny T Adit Treatability Study Year 1 Technical Memorandum, Barker-Hughesville Mining District Superfund Site Cascade and Judith Basin Counties, Montana | BARKER HUGHESVILLE MINING DISTRICT | MT6122307485 | N/A | N/A | BCR4 | Data not provided | Biochemical reactor (BCR) with Mg(OH)2 pre-treatment (BCR4) | Passive | Biochemical reactor (BCR) | Pre-treatment | Danny T adit water | Y | BCR with pre-treatment | Batteries used to run metering pump, slurry mixer, and timer switch | Remote central Montana, southeast of Great Falls/no constraints noted | Pilot | June - September 2013 | Barium | Ba, dissolved | µg/L | N | N/A | [6 empty] | 550 | 50 U | Not Applicable |  |  |  | Data not provided | Data not provided | Data not provided | Data not provided | Data not provided | Data not provided | Data not provided | Data not provided |  | Effluent | 6.25 | 0.02 | mg/L | 20.16 | °C | Data not provided | N/A | Data not provided | N/A | -144.8 | mV | 4001 | µS/cm | None | N/A | Data not provided | Data not provided | Data not provided | Data not provided | Data not provided | Data not provided | Data not provided | Data not provided | Data not provided | Data not provided | Data not provided | Data not provided | Substrate: sawdust, wood chips, compost, dairy manure and limestone chips. BCR substrate composition was modified due to a shortage of available manure and limestone. The shortage of manure and limestone may have had a negative impact on treatment effectiveness in the BCRs. | The number of sampling dates was reduced, resulting in less info to determine long-term treatment effectiveness. | All influent and effluent values below the detection limit | U = under the detection limit.
Final Danny T Adit Treatability Study Year 1 Technical Memorandum, Barker-Hughesville Mining District Superfund Site Cascade and Judith Basin Counties, Montana | BARKER HUGHESVILLE MINING DISTRICT | MT6122307485 | N/A | N/A | BCR4 | Data not provided | Biochemical reactor (BCR) with Mg(OH)2 pre-treatment (BCR4) | Passive | Biochemical reactor (BCR) | Pre-treatment | Danny T adit water | Y | BCR with pre-treatment | Batteries used to run metering pump, slurry mixer, and timer switch | Remote central Montana, southeast of Great Falls/no constraints noted | Pilot | June - September 2013 | Barium | Ba, total | µg/L | N | N/A | [9 empty] | 100 | 50 U | Not Applicable | Data not provided | Data not provided | Data not provided | Data not provided | Data not provided | Data not provided | Data not provided | Data not provided |  | Effluent | 6.36 | 2.47 | mg/L | 17.95 | °C | Data not provided | N/A | Data not provided | N/A | -30.2 | mV | 1101 | µS/cm | 26.3 | %DO | Data not provided | Data not provided | Data not provided | Data not provided | Data not provided | Data not provided | Data not provided | Data not provided | Data not provided | Data not provided | Data not provided | Data not provided | Substrate: sawdust, wood chips, compost, dairy manure and limestone chips. BCR substrate composition was modified due to a shortage of available manure and limestone. The shortage of manure and limestone may have had a negative impact on treatment effectiveness in the BCRs. | Data not provided | Total metals data set is limited to only two sampling events (due to funding limitations). All influent and effluent values below the detection limit | U = under the detection limit.
Final Danny T Adit Treatability Study Year 1 Technical Memorandum, Barker-Hughesville Mining District Superfund Site Cascade and Judith Basin Counties, Montana | BARKER HUGHESVILLE MINING DISTRICT | MT6122307485 | N/A | N/A | BCR4 | Data not provided | Biochemical reactor (BCR) with Mg(OH)2 pre-treatment (BCR4) | Passive | Biochemical reactor (BCR) | Pre-treatment | Danny T adit water | Y | BCR with pre-treatment | Batteries used to run metering pump, slurry mixer, and timer switch | Remote central Montana, southeast of Great Falls/no constraints noted | Pilot | June - September 2013 | Barium | Ba, dissolved | µg/L | N | N/A | [9 empty] | 70 | 50 U | Not Applicable | Data not provided | Data not provided | Data not provided | Data not provided | Data not provided | Data not provided | Data not provided | Data not provided |  | Effluent | 6.97 | 4.35 | mg/L | 16.88 | °C | Data not provided | N/A | Data not provided | N/A | -117.7 | mV | 3247 | µS/cm | 45.8 | %DO | Data not provided | Data not provided | Data not provided | Data not provided | Data not provided | Data not provided | Data not provided | Data not provided | Data not provided | Data not provided | Data not provided | Data not provided | Substrate: sawdust, wood chips, compost, dairy manure and limestone chips. BCR substrate composition was modified due to a shortage of available manure and limestone. The shortage of manure and limestone may have had a negative impact on treatment effectiveness in the BCRs. | The number of sampling dates was reduced, resulting in less info to determine long-term treatment effectiveness. | All influent and effluent values below the detection limit | U = under the detection limit.
Final Danny T Adit Treatability Study Year 1 Technical Memorandum, Barker-Hughesville Mining District Superfund Site Cascade and Judith Basin Counties, Montana | BARKER HUGHESVILLE MINING DISTRICT | MT6122307485 | N/A | N/A | CHIT | Data not provided | Chitorem pre-treatment (CHIT) | Passive | Chitorem® | Pre-treatment | Danny T adit water | Y | Pre-treatment | Batteries used to run metering pump, slurry mixer, and timer switch | Remote central Montana, southeast of Great Falls/no constraints noted | Pilot | June - September 2013 | Barium | Ba, total | µg/L | N | N/A | 50 U | 50–300 | Not Applicable | [9 empty] | Data not provided | Data not provided | Data not provided | Data not provided | Data not provided | Data not provided | Data not provided | Data not provided |  | Influent | 2.81–2.85 | 2.41–6.48 | mg/L | 21.72–25 | °C | Data not provided | N/A | Data not provided | N/A | 382.6–490.9 | mV | 2,267–2,404 | µS/cm | NA–27.1 | %DO | Data not provided | Data not provided | Data not provided | Data not provided | Data not provided | Data not provided | Data not provided | Data not provided | Data not provided | Data not provided | The Chitorem/BCR3 treatment provided the best overall treatment performance for both metal removal and sustaining sulfate reducing conditions. | Data not provided | Chitorem is a proprietary material that contains calcium carbonate, protein, and chitin (crab shell). Also contains its own bacteria - material breaks down and produces carbonates (adds alkalinity). | The Chitorem substrate composition was modified by adding pea gravel to increase permeability. | Total metals data set is limited to only two sampling events. All influent and effluent values below the detection limit | U = under the detection limit. Effluent is a range for the multiple days of influent under the detection limit.
Final Danny T Adit Treatability Study Year 1 Technical Memorandum, Barker-Hughesville Mining District Superfund Site Cascade and Judith Basin Counties, Montana | BARKER HUGHESVILLE MINING DISTRICT | MT6122307485 | N/A | N/A | CHIT | Data not provided | Chitorem pre-treatment (CHIT) | Passive | Chitorem® | Pre-treatment | Danny T adit water | Y | Pre-treatment | Batteries used to run metering pump, slurry mixer, and timer switch | Remote central Montana, southeast of Great Falls/no constraints noted | Pilot | June - September 2013 | Barium | Ba, dissolved | µg/L | N | N/A | 50 U | 50 U–280 | Not Applicable | [9 empty] | Data not provided | Data not provided | Data not provided | Data not provided | Data not provided | Data not provided | Data not provided | Data not provided |  | Influent | 2.72–2.94 | 2.19–6.48 | mg/L | 15.19–25.14 | °C | Data not provided | N/A | Data not provided | N/A | 382.6–492.7 | mV | 1,332–3,394 | µS/cm | 26–43.7 | %DO | Data not provided | Data not provided | Data not provided | Data not provided | Data not provided | Data not provided | Data not provided | Data not provided | Data not provided | Data not provided | The Chitorem/BCR3 treatment provided the best overall treatment performance for both metal removal and sustaining sulfate reducing conditions. | Data not provided | Chitorem is a proprietary material that contains calcium carbonate, protein, and chitin (crab shell). Also contains its own bacteria - material breaks down and produces carbonates (adds alkalinity). | The Chitorem substrate composition was modified by adding pea gravel to increase permeability. The number of sampling dates was reduced, resulting in less info to determine long-term treatment effectiveness. | All influent and effluent values below the detection limit | U = under the detection limit. Effluent is a range for the multiple days of influent under the detection limit.
Final Danny T Adit Treatability Study Year 1 Technical Memorandum, Barker-Hughesville Mining District Superfund Site Cascade and Judith Basin Counties, Montana | BARKER HUGHESVILLE MINING DISTRICT | MT6122307485 | N/A | N/A | CHIT | Data not provided | Chitorem pre-treatment (CHIT) | Passive | Chitorem® | Pre-treatment | Danny T adit water | Y | Pre-treatment | Batteries used to run metering pump, slurry mixer, and timer switch | Remote central Montana, southeast of Great Falls/no constraints noted | Pilot | June - September 2013 | Barium | Ba, total | µg/L | N | N/A |  |  |  | 50 U | 50–300 | Not Applicable | [6 empty] | Data not provided | Data not provided | Data not provided | Data not provided | Data not provided | Data not provided | Data not provided | Data not provided |  | Influent | 2.81–2.85 | 2.41–6.48 | mg/L | 21.72–25 | °C | Data not provided | N/A | Data not provided | N/A | 382.6–490.9 | mV | 2,267–2,404 | µS/cm | NA–27.1 | %DO | Data not provided | Data not provided | Data not provided | Data not provided | Data not provided | Data not provided | Data not provided | Data not provided | Data not provided | Data not provided | The Chitorem/BCR3 treatment provided the best overall treatment performance for both metal removal and sustaining sulfate reducing conditions. | Data not provided | Chitorem is a proprietary material that contains calcium carbonate, protein, and chitin (crab shell). Also contains its own bacteria - material breaks down and produces carbonates (adds alkalinity). | The Chitorem substrate composition was modified by adding pea gravel to increase permeability. | Total metals data set is limited to only two sampling events. All influent and effluent values below the detection limit | U = under the detection limit. Effluent is a range for the multiple days of influent under the detection limit.
Final Danny T Adit Treatability Study Year 1 Technical Memorandum, Barker-Hughesville Mining District Superfund Site Cascade and Judith Basin Counties, Montana | BARKER HUGHESVILLE MINING DISTRICT | MT6122307485 | N/A | N/A | CHIT | Data not provided | Chitorem pre-treatment (CHIT) | Passive | Chitorem® | Pre-treatment | Danny T adit water | Y | Pre-treatment | Batteries used to run metering pump, slurry mixer, and timer switch | Remote central Montana, southeast of Great Falls/no constraints noted | Pilot | June - September 2013 | Barium | Ba, dissolved | µg/L | N | N/A |  |  |  | 50 U | 50 U–280 | Not Applicable | [6 empty] | Data not provided | Data not provided | Data not provided | Data not provided | Data not provided | Data not provided | Data not provided | Data not provided |  | Influent | 2.72–2.94 | 2.19–6.48 | mg/L | 15.19–25.14 | °C | Data not provided | N/A | Data not provided | N/A | 382.6–492.7 | mV | 1,332–3,394 | µS/cm | 26–43.7 | %DO | Data not provided | Data not provided | Data not provided | Data not provided | Data not provided | Data not provided | Data not provided | Data not provided | Data not provided | Data not provided | The Chitorem/BCR3 treatment provided the best overall treatment performance for both metal removal and sustaining sulfate reducing conditions. | Data not provided | Chitorem is a proprietary material that contains calcium carbonate, protein, and chitin (crab shell). Also contains its own bacteria - material breaks down and produces carbonates (adds alkalinity). | The Chitorem substrate composition was modified by adding pea gravel to increase permeability. The number of sampling dates was reduced, resulting in less info to determine long-term treatment effectiveness. | All influent and effluent values below the detection limit | U = under the detection limit. Effluent is a range for the multiple days of influent under the detection limit.
Final Danny T Adit Treatability Study Year 1 Technical Memorandum, Barker-Hughesville Mining District Superfund Site Cascade and Judith Basin Counties, Montana | BARKER HUGHESVILLE MINING DISTRICT | MT6122307485 | N/A | N/A | CHIT | Data not provided | Chitorem pre-treatment (CHIT) | Passive | Chitorem® | Pre-treatment | Danny T adit water | Y | Pre-treatment | Batteries used to run metering pump, slurry mixer, and timer switch | Remote central Montana, southeast of Great Falls/no constraints noted | Pilot | June - September 2013 | Barium | Ba, total | µg/L | N | N/A | [6 empty] | 300 | 50 U | Not Applicable |  |  |  | Data not provided | Data not provided | Data not provided | Data not provided | Data not provided | Data not provided | Data not provided | Data not provided |  | Effluent | 6.65 | 0.05 | mg/L | 21.52 | °C | Data not provided | N/A | Data not provided | N/A | -206.8 | mV | 60571 | µS/cm | None | N/A | Data not provided | Data not provided | Data not provided | Data not provided | Data not provided | Data not provided | Data not provided | Data not provided | Data not provided | Data not provided | The Chitorem/BCR3 treatment provided the best overall treatment performance for both metal removal and sustaining sulfate reducing conditions. | Data not provided | Chitorem is a proprietary material that contains calcium carbonate, protein, and chitin (crab shell). Also contains its own bacteria - material breaks down and produces carbonates (adds alkalinity). | The Chitorem substrate composition was modified by adding pea gravel to increase permeability. | Total metals data set is limited to only two sampling events. All influent and effluent values below the detection limit | U = under the detection limit.
Final Danny T Adit Treatability Study Year 1 Technical Memorandum, Barker-Hughesville Mining District Superfund Site Cascade and Judith Basin Counties, Montana | BARKER HUGHESVILLE MINING DISTRICT | MT6122307485 | N/A | N/A | CHIT | Data not provided | Chitorem pre-treatment (CHIT) | Passive | Chitorem® | Pre-treatment | Danny T adit water | Y | Pre-treatment | Batteries used to run metering pump, slurry mixer, and timer switch | Remote central Montana, southeast of Great Falls/no constraints noted | Pilot | June - September 2013 | Barium | Ba, dissolved | µg/L | N | N/A | [6 empty] | 280 | 50 U | Not Applicable |  |  |  | Data not provided | Data not provided | Data not provided | Data not provided | Data not provided | Data not provided | Data not provided | Data not provided |  | Effluent | 6.65 | 0.05 | mg/L | 21.52 | °C | Data not provided | N/A | Data not provided | N/A | -206.8 | mV | 60571 | µS/cm | None | N/A | Data not provided | Data not provided | Data not provided | Data not provided | Data not provided | Data not provided | Data not provided | Data not provided | Data not provided | Data not provided | The Chitorem/BCR3 treatment provided the best overall treatment performance for both metal removal and sustaining sulfate reducing conditions. | Data not provided | Chitorem is a proprietary material that contains calcium carbonate, protein, and chitin (crab shell). Also contains its own bacteria - material breaks down and produces carbonates (adds alkalinity). | The Chitorem substrate composition was modified by adding pea gravel to increase permeability. The number of sampling dates was reduced, resulting in less info to determine long-term treatment effectiveness. | All influent and effluent values below the detection limit | U = under the detection limit.
Final Danny T Adit Treatability Study Year 1 Technical Memorandum, Barker-Hughesville Mining District Superfund Site Cascade and Judith Basin Counties, Montana | BARKER HUGHESVILLE MINING DISTRICT | MT6122307485 | N/A | N/A | CHIT | Data not provided | Chitorem pre-treatment (CHIT) | Passive | Chitorem® | Pre-treatment | Danny T adit water | Y | Pre-treatment | Batteries used to run metering pump, slurry mixer, and timer switch | Remote central Montana, southeast of Great Falls/no constraints noted | Pilot | June - September 2013 | Barium | Ba, total | µg/L | N | N/A | [9 empty] | 50 | 50 U | Not Applicable | Data not provided | Data not provided | Data not provided | Data not provided | Data not provided | Data not provided | Data not provided | Data not provided |  | Effluent | 6.07 | 3.08 | mg/L | 16.95 | °C | Data not provided | N/A | Data not provided | N/A | -184.7 | mV | 2941 | µS/cm | 31.9 | %DO | Data not provided | Data not provided | Data not provided | Data not provided | Data not provided | Data not provided | Data not provided | Data not provided | Data not provided | Data not provided | The Chitorem/BCR3 treatment provided the best overall treatment performance for both metal removal and sustaining sulfate reducing conditions. | Data not provided | Chitorem is a proprietary material that contains calcium carbonate, protein, and chitin (crab shell). Also contains its own bacteria - material breaks down and produces carbonates (adds alkalinity). | The Chitorem substrate composition was modified by adding pea gravel to increase permeability. | Total metals data set is limited to only two sampling events. All influent and effluent values below the detection limit | U = under the detection limit.
Final Danny T Adit Treatability Study Year 1 Technical Memorandum, Barker-Hughesville Mining District Superfund Site Cascade and Judith Basin Counties, Montana | BARKER HUGHESVILLE MINING DISTRICT | MT6122307485 | N/A | N/A | CHIT | Data not provided | Chitorem pre-treatment (CHIT) | Passive | Chitorem® | Pre-treatment | Danny T adit water | Y | Pre-treatment | Batteries used to run metering pump, slurry mixer, and timer switch | Remote central Montana, southeast of Great Falls/no constraints noted | Pilot | June - September 2013 | Barium | Ba, dissolved | µg/L | N | N/A | [9 empty] | 50 U | 50 U | Not Applicable | Data not provided | Data not provided | Data not provided | Data not provided | Data not provided | Data not provided | Data not provided | Data not provided |  | Effluent | 6.07–6.13 | 1.57–3.08 | mg/L | 16.95–17.53 | °C | Data not provided | N/A | Data not provided | N/A | (-)184.7–(-)57.3 | mV | 2,941–5,450 | µS/cm | 17.1–31.9 | %DO | Data not provided | Data not provided | Data not provided | Data not provided | Data not provided | Data not provided | Data not provided | Data not provided | Data not provided | Data not provided | The Chitorem/BCR3 treatment provided the best overall treatment performance for both metal removal and sustaining sulfate reducing conditions. | Data not provided | Chitorem is a proprietary material that contains calcium carbonate, protein, and chitin (crab shell). Also contains its own bacteria - material breaks down and produces carbonates (adds alkalinity). | The Chitorem substrate composition was modified by adding pea gravel to increase permeability. The number of sampling dates was reduced, resulting in less info to determine long-term treatment effectiveness. | All influent and effluent values below the detection limit | U = under the detection limit.
Final Danny T Adit Treatability Study Year 1 Technical Memorandum, Barker-Hughesville Mining District Superfund Site Cascade and Judith Basin Counties, Montana | BARKER HUGHESVILLE MINING DISTRICT | MT6122307485 | N/A | N/A | MGOH | Data not provided | Alkaline Addition pre-treatment - Mg(OH)2 | Passive | Magnesium hydroxide Mg(OH)2 | Pre-treatment | Danny T adit water | Y | Pre-treatment | Batteries used to run metering pump, slurry mixer, and timer switch | Remote central Montana, southeast of Great Falls/no constraints noted | Pilot | June - September 2013 | Barium | Ba, total | µg/L | N | N/A | 50 U | 50 U–50 U | Not Applicable | [9 empty] | Data not provided | Data not provided | Data not provided | Data not provided | Data not provided | Data not provided | Data not provided | Data not provided |  | Influent | 2.81–2.85 | 2.41–6.48 | mg/L | 21.72–25 | °C | Data not provided | N/A | Data not provided | N/A | 382.6–490.9 | mV | 2,267–2,404 | µS/cm | NA–27.1 | %DO | Data not provided | Data not provided | Data not provided | Data not provided | Data not provided | Data not provided | Data not provided | Data not provided | Data not provided | Data not provided | Data not provided | Data not provided | Alkaline addition using a magnesium hydroxide (Mg(OH)2) solution. | Data not provided | Total metals data set is limited to only two sampling events. All influent and effluent values below the detection limit | U = under the detection limit. Influent is a range to reflect multiple days with the same observations (U).
Final Danny T Adit Treatability Study Year 1 Technical Memorandum, Barker-Hughesville Mining District Superfund Site Cascade and Judith Basin Counties, Montana | BARKER HUGHESVILLE MINING DISTRICT | MT6122307485 | N/A | N/A | MGOH | Data not provided | Alkaline Addition pre-treatment - Mg(OH)2 | Passive | Magnesium hydroxide Mg(OH)2 | Pre-treatment | Danny T adit water | Y | Pre-treatment | Batteries used to run metering pump, slurry mixer, and timer switch | Remote central Montana, southeast of Great Falls/no constraints noted | Pilot | June - September 2013 | Barium | Ba, dissolved | µg/L | N | N/A | 50 U | 50 U–50 U | Not Applicable | [9 empty] | Data not provided | Data not provided | Data not provided | Data not provided | Data not provided | Data not provided | Data not provided | Data not provided |  | Influent | 2.72–2.94 | 2.19–6.48 | mg/L | 15.19–25.14 | °C | Data not provided | N/A | Data not provided | N/A | 382.6–492.7 | mV | 1,332–3,394 | µS/cm | 26–43.7 | %DO | Data not provided | Data not provided | Data not provided | Data not provided | Data not provided | Data not provided | Data not provided | Data not provided | Data not provided | Data not provided | Data not provided | Data not provided | Alkaline addition using a magnesium hydroxide (Mg(OH)2) solution. | The number of sampling dates was reduced, resulting in less info to determine long-term treatment effectiveness. | All influent and effluent values below the detection limit | U = under the detection limit. Influent is a range to reflect multiple days with the same observations (U).
Final Danny T Adit Treatability Study Year 1 Technical Memorandum, Barker-Hughesville Mining District Superfund Site Cascade and Judith Basin Counties, Montana | BARKER HUGHESVILLE MINING DISTRICT | MT6122307485 | N/A | N/A | MGOH | Data not provided | Alkaline Addition pre-treatment - Mg(OH)2 | Passive | Magnesium hydroxide Mg(OH)2 | Pre-treatment | Danny T adit water | Y | Pre-treatment | Batteries used to run metering pump, slurry mixer, and timer switch | Remote central Montana, southeast of Great Falls/no constraints noted | Pilot | June - September 2013 | Barium | Ba, total | µg/L | N | N/A |  |  |  | 50 U | 50 U–50 U | Not Applicable | [6 empty] | Data not provided | Data not provided | Data not provided | Data not provided | Data not provided | Data not provided | Data not provided | Data not provided |  | Influent | 2.81–2.85 | 2.41–6.48 | mg/L | 21.72–25 | °C | Data not provided | N/A | Data not provided | N/A | 382.6–490.9 | mV | 2,267–2,404 | µS/cm | NA–27.1 | %DO | Data not provided | Data not provided | Data not provided | Data not provided | Data not provided | Data not provided | Data not provided | Data not provided | Data not provided | Data not provided | Data not provided | Data not provided | Alkaline addition using a magnesium hydroxide (Mg(OH)2) solution. | Data not provided | Total metals data set is limited to only two sampling events. All influent and effluent values below the detection limit | U = under the detection limit. Influent is a range to reflect multiple days with the same observations (U).
Final Danny T Adit Treatability Study Year 1 Technical Memorandum, Barker-Hughesville Mining District Superfund Site Cascade and Judith Basin Counties, Montana | BARKER HUGHESVILLE MINING DISTRICT | MT6122307485 | N/A | N/A | MGOH | Data not provided | Alkaline Addition pre-treatment - Mg(OH)2 | Passive | Magnesium hydroxide Mg(OH)2 | Pre-treatment | Danny T adit water | Y | Pre-treatment | Batteries used to run metering pump, slurry mixer, and timer switch | Remote central Montana, southeast of Great Falls/no constraints noted | Pilot | June - September 2013 | Barium | Ba, dissolved | µg/L | N | N/A |  |  |  | 50 U | 50 U–50 U | Not Applicable | [6 empty] | Data not provided | Data not provided | Data not provided | Data not provided | Data not provided | Data not provided | Data not provided | Data not provided |  | Influent | 2.72–2.94 | 2.19–6.48 | mg/L | 15.19–25.14 | °C | Data not provided | N/A | Data not provided | N/A | 382.6–492.7 | mV | 1,332–3,394 | µS/cm | 26–43.7 | %DO | Data not provided | Data not provided | Data not provided | Data not provided | Data not provided | Data not provided | Data not provided | Data not provided | Data not provided | Data not provided | Data not provided | Data not provided | Alkaline addition using a magnesium hydroxide (Mg(OH)2) solution. | The number of sampling dates was reduced, resulting in less info to determine long-term treatment effectiveness. | All influent and effluent values below the detection limit | U = under the detection limit. Influent is a range to reflect multiple days with the same observations (U).
Final Danny T Adit Treatability Study Year 1 Technical Memorandum, Barker-Hughesville Mining District Superfund Site Cascade and Judith Basin Counties, Montana | BARKER HUGHESVILLE MINING DISTRICT | MT6122307485 | N/A | N/A | MGOH | Data not provided | Alkaline Addition pre-treatment - Mg(OH)2 | Passive | Magnesium hydroxide Mg(OH)2 | Pre-treatment | Danny T adit water | Y | Pre-treatment | Batteries used to run metering pump, slurry mixer, and timer switch | Remote central Montana, southeast of Great Falls/no constraints noted | Pilot | June - September 2013 | Barium | Ba, total | µg/L | N | N/A | [6 empty] | 50 U | 50 U | Not Applicable |  |  |  | Data not provided | Data not provided | Data not provided | Data not provided | Data not provided | Data not provided | Data not provided | Data not provided |  | Effluent | 2.81–2.85 | 2.41–6.48 | mg/L | 21.72–25 | °C | Data not provided | N/A | Data not provided | N/A | 382.6–490.9 | mV | 2,267–2,404 | µS/cm | NA–27.1 | %DO | Data not provided | Data not provided | Data not provided | Data not provided | Data not provided | Data not provided | Data not provided | Data not provided | Data not provided | Data not provided | Data not provided | Data not provided | Alkaline addition using a magnesium hydroxide (Mg(OH)2) solution. | Data not provided | Total metals data set is limited to only two sampling events. All influent and effluent values below the detection limit | U = under the detection limit. Effluent is a range to reflect multiple days with the same observations (U).
Final Danny T Adit Treatability Study Year 1 Technical Memorandum, Barker-Hughesville Mining District Superfund Site Cascade and Judith Basin Counties, Montana | BARKER HUGHESVILLE MINING DISTRICT | MT6122307485 | N/A | N/A | MGOH | Data not provided | Alkaline Addition pre-treatment - Mg(OH)2 | Passive | Magnesium hydroxide Mg(OH)2 | Pre-treatment | Danny T adit water | Y | Pre-treatment | Batteries used to run metering pump, slurry mixer, and timer switch | Remote central Montana, southeast of Great Falls/no constraints noted | Pilot | June - September 2013 | Barium | Ba, dissolved | µg/L | N | N/A | [6 empty] | 50 U | 50 U | Not Applicable |  |  |  | Data not provided | Data not provided | Data not provided | Data not provided | Data not provided | Data not provided | Data not provided | Data not provided |  | Effluent | 2.72–2.94 | 2.19–6.48 | mg/L | 15.19–25.14 | °C | Data not provided | N/A | Data not provided | N/A | 382.6–492.7 | mV | 1,332–3,394 | µS/cm | 26–43.7 | %DO | Data not provided | Data not provided | Data not provided | Data not provided | Data not provided | Data not provided | Data not provided | Data not provided | Data not provided | Data not provided | Data not provided | Data not provided | Alkaline addition using a magnesium hydroxide (Mg(OH)2) solution. | The number of sampling dates was reduced, resulting in less info to determine long-term treatment effectiveness. | All influent and effluent values below the detection limit | U = under the detection limit. Effluent is a range to reflect multiple days with the same observations (U).
Final Danny T Adit Treatability Study Year 1 Technical Memorandum, Barker-Hughesville Mining District Superfund Site Cascade and Judith Basin Counties, Montana | BARKER HUGHESVILLE MINING DISTRICT | MT6122307485 | N/A | N/A | MGOH | Data not provided | Alkaline Addition pre-treatment - Mg(OH)2 | Passive | Magnesium hydroxide Mg(OH)2 | Pre-treatment | Danny T adit water | Y | Pre-treatment | Batteries used to run metering pump, slurry mixer, and timer switch | Remote central Montana, southeast of Great Falls/no constraints noted | Pilot | June - September 2013 | Barium | Ba, total | µg/L | N | N/A | [9 empty] | 50 U | 50 U | Not Applicable | Data not provided | Data not provided | Data not provided | Data not provided | Data not provided | Data not provided | Data not provided | Data not provided |  | Effluent | 2.81–2.85 | 2.41–6.48 | mg/L | 21.72–25 | °C | Data not provided | N/A | Data not provided | N/A | 382.6–490.9 | mV | 2,267–2,404 | µS/cm | NA–27.1 | %DO | Data not provided | Data not provided | Data not provided | Data not provided | Data not provided | Data not provided | Data not provided | Data not provided | Data not provided | Data not provided | Data not provided | Data not provided | Alkaline addition using a magnesium hydroxide (Mg(OH)2) solution. | Data not provided | Total metals data set is limited to only two sampling events. All influent and effluent values below the detection limit | U = under the detection limit. Effluent is a range to reflect multiple days with the same observations (U).
Final Danny T Adit Treatability Study Year 1 Technical Memorandum, Barker-Hughesville Mining District Superfund Site Cascade and Judith Basin Counties, Montana | BARKER HUGHESVILLE MINING DISTRICT | MT6122307485 | N/A | N/A | MGOH | Data not provided | Alkaline Addition pre-treatment - Mg(OH)2 | Passive | Magnesium hydroxide Mg(OH)2 | Pre-treatment | Danny T adit water | Y | Pre-treatment | Batteries used to run metering pump, slurry mixer, and timer switch | Remote central Montana, southeast of Great Falls/no constraints noted | Pilot | June - September 2013 | Barium | Ba, dissolved | µg/L | N | N/A | [9 empty] | 50 U | 50 U | Not Applicable | Data not provided | Data not provided | Data not provided | Data not provided | Data not provided | Data not provided | Data not provided | Data not provided |  | Effluent | 2.72–2.94 | 2.19–6.48 | mg/L | 15.19–25.14 | °C | Data not provided | N/A | Data not provided | N/A | 382.6–492.7 | mV | 1,332–3,394 | µS/cm | 26–43.7 | %DO | Data not provided | Data not provided | Data not provided | Data not provided | Data not provided | Data not provided | Data not provided | Data not provided | Data not provided | Data not provided | Data not provided | Data not provided | Alkaline addition using a magnesium hydroxide (Mg(OH)2) solution. | The number of sampling dates was reduced, resulting in less info to determine long-term treatment effectiveness. | All influent and effluent values below the detection limit | U = under the detection limit. Effluent is a range to reflect multiple days with the same observations (U).
Final Danny T Adit Treatability Study Year 1 Technical Memorandum, Barker-Hughesville Mining District Superfund Site Cascade and Judith Basin Counties, Montana | BARKER HUGHESVILLE MINING DISTRICT | MT6122307485 | N/A | N/A | SAPS | Data not provided | Successive alkalinity producing system (SAPS) pre-treatment | Passive | Successive alkalinity producing system (SAPS) | Pre-treatment | Danny T adit water | Y | Pre-treatment | Batteries used to run metering pump, slurry mixer, and timer switch | Remote central Montana, southeast of Great Falls/no constraints noted | Pilot | June - September 2013 | Barium | Ba, total | µg/L | N | N/A | 50 U | 50 U–320 | Not Applicable | [9 empty] | Data not provided | Data not provided | Data not provided | Data not provided | Data not provided | Data not provided | Data not provided | Data not provided |  | Influent | 2.81–2.85 | 2.41–6.48 | mg/L | 21.72–25 | °C | Data not provided | N/A | Data not provided | N/A | 382.6–490.9 | mV | 2,267–2,404 | µS/cm | NA–27.1 | %DO | Data not provided | Data not provided | Data not provided | Data not provided | Data not provided | Data not provided | Data not provided | Data not provided | Data not provided | Data not provided | Data not provided | Data not provided | Pre-treatment substrate of limestone gravel overlain by a manure and compost layer. | Data not provided | Total metals data set is limited to only two sampling events. All influent values below the detection limit | U = under the detection limit. Effluent is a range for multiple days with influent under the detection limit
Final Danny T Adit Treatability Study Year 1 Technical Memorandum, Barker-Hughesville Mining District Superfund Site Cascade and Judith Basin Counties, Montana | BARKER HUGHESVILLE MINING DISTRICT | MT6122307485 | N/A | N/A | SAPS | Data not provided | Successive alkalinity producing system (SAPS) pre-treatment | Passive | Successive alkalinity producing system (SAPS) | Pre-treatment | Danny T adit water | Y | Pre-treatment | Batteries used to run metering pump, slurry mixer, and timer switch | Remote central Montana, southeast of Great Falls/no constraints noted | Pilot | June - September 2013 | Barium | Ba, dissolved | µg/L | N | N/A | 50 U | 50 U–300 | Not Applicable | [9 empty] | Data not provided | Data not provided | Data not provided | Data not provided | Data not provided | Data not provided | Data not provided | Data not provided |  | Influent | 2.72–2.94 | 2.19–6.48 | mg/L | 15.19–25.14 | °C | Data not provided | N/A | Data not provided | N/A | 382.6–492.7 | mV | 1,332–3,394 | µS/cm | 26–43.7 | %DO | Data not provided | Data not provided | Data not provided | Data not provided | Data not provided | Data not provided | Data not provided | Data not provided | Data not provided | Data not provided | Data not provided | Data not provided | Pre-treatment substrate of limestone gravel overlain by a manure and compost layer. | The number of sampling dates was reduced, resulting in less info to determine long-term treatment effectiveness. | All influent values below the detection limit | U = under the detection limit. Effluent is a range for multiple days with influent under the detection limit
Final Danny T Adit Treatability Study Year 1 Technical Memorandum, Barker-Hughesville Mining District Superfund Site Cascade and Judith Basin Counties, Montana | BARKER HUGHESVILLE MINING DISTRICT | MT6122307485 | N/A | N/A | SAPS | Data not provided | Successive alkalinity producing system (SAPS) pre-treatment | Passive | Successive alkalinity producing system (SAPS) | Pre-treatment | Danny T adit water | Y | Pre-treatment | Batteries used to run metering pump, slurry mixer, and timer switch | Remote central Montana, southeast of Great Falls/no constraints noted | Pilot | June - September 2013 | Barium | Ba, total | µg/L | N | N/A |  |  |  | 50 U | 50 U–320 | Not Applicable | [6 empty] | Data not provided | Data not provided | Data not provided | Data not provided | Data not provided | Data not provided | Data not provided | Data not provided |  | Influent | 2.81–2.85 | 2.41–6.48 | mg/L | 21.72–25 | °C | Data not provided | N/A | Data not provided | N/A | 382.6–490.9 | mV | 2,267–2,404 | µS/cm | NA–27.1 | %DO | Data not provided | Data not provided | Data not provided | Data not provided | Data not provided | Data not provided | Data not provided | Data not provided | Data not provided | Data not provided | Data not provided | Data not provided | Pre-treatment substrate of limestone gravel overlain by a manure and compost layer. | Data not provided | Total metals data set is limited to only two sampling events. All influent and effluent values below the detection limit | U = under the detection limit. Effluent is a range for multiple days with influent under the detection limit
Final Danny T Adit Treatability Study Year 1 Technical Memorandum, Barker-Hughesville Mining District Superfund Site Cascade and Judith Basin Counties, Montana | BARKER HUGHESVILLE MINING DISTRICT | MT6122307485 | N/A | N/A | SAPS | Data not provided | Successive alkalinity producing system (SAPS) pre-treatment | Passive | Successive alkalinity producing system (SAPS) | Pre-treatment | Danny T adit water | Y | Pre-treatment | Batteries used to run metering pump, slurry mixer, and timer switch | Remote central Montana, southeast of Great Falls/no constraints noted | Pilot | June - September 2013 | Barium | Ba, dissolved | µg/L | N | N/A |  |  |  | 50 U | 50 U–300 | Not Applicable | [6 empty] | Data not provided | Data not provided | Data not provided | Data not provided | Data not provided | Data not provided | Data not provided | Data not provided |  | Influent | 2.72–2.94 | 2.19–6.48 | mg/L | 15.19–25.14 | °C | Data not provided | N/A | Data not provided | N/A | 382.6–492.7 | mV | 1,332–3,394 | µS/cm | 26–43.7 | %DO | Data not provided | Data not provided | Data not provided | Data not provided | Data not provided | Data not provided | Data not provided | Data not provided | Data not provided | Data not provided | Data not provided | Data not provided | Pre-treatment substrate of limestone gravel overlain by a manure and compost layer. | The number of sampling dates was reduced, resulting in less info to determine long-term treatment effectiveness. | All influent and effluent values below the detection limit | U = under the detection limit. Effluent is a range for multiple days with influent under the detection limit
Final Danny T Adit Treatability Study Year 1 Technical Memorandum, Barker-Hughesville Mining District Superfund Site Cascade and Judith Basin Counties, Montana | BARKER HUGHESVILLE MINING DISTRICT | MT6122307485 | N/A | N/A | SAPS | Data not provided | Successive alkalinity producing system (SAPS) pre-treatment | Passive | Successive alkalinity producing system (SAPS) | Pre-treatment | Danny T adit water | Y | Pre-treatment | Batteries used to run metering pump, slurry mixer, and timer switch | Remote central Montana, southeast of Great Falls/no constraints noted | Pilot | June - September 2013 | Barium | Ba, total | µg/L | N | N/A | [6 empty] | 320 | 50 U | Not Applicable |  |  |  | Data not provided | Data not provided | Data not provided | Data not provided | Data not provided | Data not provided | Data not provided | Data not provided |  | Effluent | 6.38 | 0.09 | mg/L | 21.97 | °C | Data not provided | N/A | Data not provided | N/A | -157.6 | mV | 2434 | µS/cm | None | N/A | Data not provided | Data not provided | Data not provided | Data not provided | Data not provided | Data not provided | Data not provided | Data not provided | Data not provided | Data not provided | Data not provided | Data not provided | Pre-treatment substrate of limestone gravel overlain by a manure and compost layer. | Data not provided | Total metals data set is limited to only two sampling events (due to funding limitations). All influent values below the detection limit | U = under the detection limit.
Final Danny T Adit Treatability Study Year 1 Technical Memorandum, Barker-Hughesville Mining District Superfund Site Cascade and Judith Basin Counties, Montana | BARKER HUGHESVILLE MINING DISTRICT | MT6122307485 | N/A | N/A | SAPS | Data not provided | Successive alkalinity producing system (SAPS) pre-treatment | Passive | Successive alkalinity producing system (SAPS) | Pre-treatment | Danny T adit water | Y | Pre-treatment | Batteries used to run metering pump, slurry mixer, and timer switch | Remote central Montana, southeast of Great Falls/no constraints noted | Pilot | June - September 2013 | Barium | Ba, dissolved | µg/L | N | N/A | [6 empty] | 300 | 50 U | Not Applicable |  |  |  | Data not provided | Data not provided | Data not provided | Data not provided | Data not provided | Data not provided | Data not provided | Data not provided |  | Effluent | 6.38 | 0.09 | mg/L | 21.97 | °C | Data not provided | N/A | Data not provided | N/A | -157.6 | mV | 2434 | µS/cm | None | N/A | Data not provided | Data not provided | Data not provided | Data not provided | Data not provided | Data not provided | Data not provided | Data not provided | Data not provided | Data not provided | Data not provided | Data not provided | Pre-treatment substrate of limestone gravel overlain by a manure and compost layer. | The number of sampling dates was reduced, resulting in less info to determine long-term treatment effectiveness. | All influent values below the detection limit | U = under the detection limit.
Final Danny T Adit Treatability Study Year 1 Technical Memorandum, Barker-Hughesville Mining District Superfund Site Cascade and Judith Basin Counties, Montana | BARKER HUGHESVILLE MINING DISTRICT | MT6122307485 | N/A | N/A | SAPS | Data not provided | Successive alkalinity producing system (SAPS) pre-treatment | Passive | Successive alkalinity producing system (SAPS) | Pre-treatment | Danny T adit water | Y | Pre-treatment | Batteries used to run metering pump, slurry mixer, and timer switch | Remote central Montana, southeast of Great Falls/no constraints noted | Pilot | June - September 2013 | Barium | Ba, total | µg/L | N | N/A | [9 empty] | 50 U | 50 U | Not Applicable | Data not provided | Data not provided | Data not provided | Data not provided | Data not provided | Data not provided | Data not provided | Data not provided |  | Effluent | 5.22 | 1.58 | mg/L | 17.74 | °C | Data not provided | N/A | Data not provided | N/A | 132.8 | mV | 2091 | µS/cm | 15.8 | %DO | Data not provided | Data not provided | Data not provided | Data not provided | Data not provided | Data not provided | Data not provided | Data not provided | Data not provided | Data not provided | Data not provided | Data not provided | Pre-treatment substrate of limestone gravel overlain by a manure and compost layer. | Data not provided | Total metals data set is limited to only two sampling events. All influent and effluent values below the detection limit | U = under the detection limit.
Final Danny T Adit Treatability Study Year 1 Technical Memorandum, Barker-Hughesville Mining District Superfund Site Cascade and Judith Basin Counties, Montana | BARKER HUGHESVILLE MINING DISTRICT | MT6122307485 | N/A | N/A | SAPS | Data not provided | Successive alkalinity producing system (SAPS) pre-treatment | Passive | Successive alkalinity producing system (SAPS) | Pre-treatment | Danny T adit water | Y | Pre-treatment | Batteries used to run metering pump, slurry mixer, and timer switch | Remote central Montana, southeast of Great Falls/no constraints noted | Pilot | June - September 2013 | Barium | Ba, dissolved | µg/L | N | N/A | [9 empty] | 50 U | 50 U | Not Applicable | Data not provided | Data not provided | Data not provided | Data not provided | Data not provided | Data not provided | Data not provided | Data not provided |  | Effluent | 5.11–5.54 | 1.58–4.14 | mg/L | 13.38–18.68 | °C | Data not provided | N/A | Data not provided | N/A | 125.7–178.3 | mV | 1,996–3,011 | µS/cm | 15.8–42.6 | %DO | Data not provided | Data not provided | Data not provided | Data not provided | Data not provided | Data not provided | Data not provided | Data not provided | Data not provided | Data not provided | Data not provided | Data not provided | Pre-treatment substrate of limestone gravel overlain by a manure and compost layer. | The number of sampling dates was reduced, resulting in less info to determine long-term treatment effectiveness. | All influent and effluent values below the detection limit | U = under the detection limit.
Final Danny T Adit Treatability Study Year 1 Technical Memorandum, Barker-Hughesville Mining District Superfund Site Cascade and Judith Basin Counties, Montana | BARKER HUGHESVILLE MINING DISTRICT | MT6122307485 | N/A | N/A | BCR1 | Data not provided | Biochemical reactor (BCR) without pre-treatment (BCR1) | Passive | Biochemical reactor (BCR) | No pre-treatment | Danny T adit water | N | BCR without pre-treatment | Batteries used to run metering pump, slurry mixer, and timer switch | Remote central Montana, southeast of Great Falls/no constraints noted | Pilot | June - September 2013 | Beryllium | Be, total | µg/L | N | N/A | 8 | 1 U | 93.75 | [9 empty] | Data not provided | Data not provided | Data not provided | Data not provided | Data not provided | Data not provided | Data not provided | Data not provided |  | Influent | 2.81 | 6.48 | mg/L | 25 | °C | Data not provided | N/A | Data not provided | N/A | 490.9 | mV | 2267 | µS/cm | None | N/A | Data not provided | Data not provided | Data not provided | Data not provided | Data not provided | Data not provided | Data not provided | Data not provided | Data not provided | Data not provided | results support the need for pretreatment of high acidity MIW ahead of the BCR. | Data not provided | Substrate: sawdust, wood chips, compost, dairy manure and limestone chips. BCR substrate composition was modified due to a shortage of available manure and limestone. The shortage of manure and limestone may have had a negative impact on treatment effectiveness in the BCRs. | Data not provided | Total metals data set is limited to only two sampling events (due to funding limitations). All effluent values below the detection limit | U = under the detection limit.
Final Danny T Adit Treatability Study Year 1 Technical Memorandum, Barker-Hughesville Mining District Superfund Site Cascade and Judith Basin Counties, Montana | BARKER HUGHESVILLE MINING DISTRICT | MT6122307485 | N/A | N/A | BCR1 | Data not provided | Biochemical reactor (BCR) without pre-treatment (BCR1) | Passive | Biochemical reactor (BCR) | No pre-treatment | Danny T adit water | N | BCR without pre-treatment | Batteries used to run metering pump, slurry mixer, and timer switch | Remote central Montana, southeast of Great Falls/no constraints noted | Pilot | June - September 2013 | Beryllium | Be, dissolved | µg/L | N | N/A | 8 | 1 U | 93.75 | [9 empty] | Data not provided | Data not provided | Data not provided | Data not provided | Data not provided | Data not provided | Data not provided | Data not provided | > 83% | Influent | 2.81–2.93 | 3.87–6.48 | mg/L | 15.19–25 | °C | Data not provided | N/A | Data not provided | N/A | 476.4–490.9 | mV | 1,332–2,267 | µS/cm | None | N/A | Data not provided | Data not provided | Data not provided | Data not provided | Data not provided | Data not provided | Y | Acute and chronic ambient water quality standards | Data not provided | Data not provided | results support the need for pretreatment of high acidity MIW ahead of the BCR. | Data not provided | Substrate: sawdust, wood chips, compost, dairy manure and limestone chips. BCR substrate composition was modified due to a shortage of available manure and limestone. The shortage of manure and limestone may have had a negative impact on treatment effectiveness in the BCRs. | Consistent dissolved Be reductions for BCR 1. The number of sampling dates was reduced, resulting in less info to determine long-term treatment effectiveness. | All effluent values below the detection limit | U = under the detection limit. A range of values is shown to reflect multiple days with the same influent.
Final Danny T Adit Treatability Study Year 1 Technical Memorandum, Barker-Hughesville Mining District Superfund Site Cascade and Judith Basin Counties, Montana | BARKER HUGHESVILLE MINING DISTRICT | MT6122307485 | N/A | N/A | BCR1 | Data not provided | Biochemical reactor (BCR) without pre-treatment (BCR1) | Passive | Biochemical reactor (BCR) | No pre-treatment | Danny T adit water | N | BCR without pre-treatment | Batteries used to run metering pump, slurry mixer, and timer switch | Remote central Montana, southeast of Great Falls/no constraints noted | Pilot | June - September 2013 | Beryllium | Be, total | µg/L | N | N/A |  |  |  | 5 | 1 | 80 | [6 empty] | Data not provided | Data not provided | Data not provided | Data not provided | Data not provided | Data not provided | Data not provided | Data not provided |  | Influent | 2.85 | 2.41 | mg/L | 21.72 | °C | Data not provided | N/A | Data not provided | N/A | 382.6 | mV | 2404 | µS/cm | 27.1 | %DO | Data not provided | Data not provided | Data not provided | Data not provided | Data not provided | Data not provided | Data not provided | Data not provided | Data not provided | Data not provided | results support the need for pretreatment of high acidity MIW ahead of the BCR. | Data not provided | Substrate: sawdust, wood chips, compost, dairy manure and limestone chips. BCR substrate composition was modified due to a shortage of available manure and limestone. The shortage of manure and limestone may have had a negative impact on treatment effectiveness in the BCRs. | Data not provided | Total metals data set is limited to only two sampling events (due to funding limitations). All effluent values below the detection limit
Final Danny T Adit Treatability Study Year 1 Technical Memorandum, Barker-Hughesville Mining District Superfund Site Cascade and Judith Basin Counties, Montana | BARKER HUGHESVILLE MINING DISTRICT | MT6122307485 | N/A | N/A | BCR1 | Data not provided | Biochemical reactor (BCR) without pre-treatment (BCR1) | Passive | Biochemical reactor (BCR) | No pre-treatment | Danny T adit water | N | BCR without pre-treatment | Batteries used to run metering pump, slurry mixer, and timer switch | Remote central Montana, southeast of Great Falls/no constraints noted | Pilot | June - September 2013 | Beryllium | Be, dissolved | µg/L | N | N/A |  |  |  | 6 | 1 U–1 | 83.3 - 91.7 | [6 empty] | Data not provided | Data not provided | Data not provided | Data not provided | Data not provided | Data not provided | Data not provided | Data not provided | > 83% | Influent | 2.72–2.94 | 2.19–3.92 | mg/L | 16.34–25.14 | °C | Data not provided | N/A | Data not provided | N/A | 382.6–492.7 | mV | 2,218–3,394 | µS/cm | 26–43.7 | %DO | Data not provided | Data not provided | Data not provided | Data not provided | Data not provided | Data not provided | Y | Acute and chronic ambient water quality standards | Data not provided | Data not provided | results support the need for pretreatment of high acidity MIW ahead of the BCR. | Data not provided | Substrate: sawdust, wood chips, compost, dairy manure and limestone chips. BCR substrate composition was modified due to a shortage of available manure and limestone. The shortage of manure and limestone may have had a negative impact on treatment effectiveness in the BCRs. | Consistent dissolved Be reductions for BCR 1. The number of sampling dates was reduced, resulting in less info to determine long-term treatment effectiveness. | All effluent values below the detection limit | U = under the detection limit. A range of values is shown to reflect multiple days with the same influent.
Final Danny T Adit Treatability Study Year 1 Technical Memorandum, Barker-Hughesville Mining District Superfund Site Cascade and Judith Basin Counties, Montana | BARKER HUGHESVILLE MINING DISTRICT | MT6122307485 | N/A | N/A | BCR1 | Data not provided | Biochemical reactor (BCR) without pre-treatment (BCR1) | Passive | Biochemical reactor (BCR) | No pre-treatment | Danny T adit water | N | BCR without pre-treatment | Batteries used to run metering pump, slurry mixer, and timer switch | Remote central Montana, southeast of Great Falls/no constraints noted | Pilot | June - September 2013 | Beryllium | Be, total | µg/L | N | N/A | [6 empty] | 1 | 5 | 80 |  |  |  | Data not provided | Data not provided | Data not provided | Data not provided | Data not provided | Data not provided | Data not provided | Data not provided |  | Effluent | 5.67 | 2.31 | mg/L | 19.52 | °C | Data not provided | N/A | Data not provided | N/A | 57.6 | mV | 3034 | µS/cm | 23 | %DO | Data not provided | Data not provided | Data not provided | Data not provided | Data not provided | Data not provided | Data not provided | Data not provided | Data not provided | Data not provided | results support the need for pretreatment of high acidity MIW ahead of the BCR. | Data not provided | Substrate: sawdust, wood chips, compost, dairy manure and limestone chips. BCR substrate composition was modified due to a shortage of available manure and limestone. The shortage of manure and limestone may have had a negative impact on treatment effectiveness in the BCRs. | Data not provided | Total metals data set is limited to only two sampling events (due to funding limitations). All effluent values below the detection limit
Final Danny T Adit Treatability Study Year 1 Technical Memorandum, Barker-Hughesville Mining District Superfund Site Cascade and Judith Basin Counties, Montana | BARKER HUGHESVILLE MINING DISTRICT | MT6122307485 | N/A | N/A | BCR1 | Data not provided | Biochemical reactor (BCR) without pre-treatment (BCR1) | Passive | Biochemical reactor (BCR) | No pre-treatment | Danny T adit water | N | BCR without pre-treatment | Batteries used to run metering pump, slurry mixer, and timer switch | Remote central Montana, southeast of Great Falls/no constraints noted | Pilot | June - September 2013 | Beryllium | Be, dissolved | µg/L | N | N/A | [6 empty] | 1 | 6 | 83.3333 |  |  |  | Data not provided | Data not provided | Data not provided | Data not provided | Data not provided | Data not provided | Data not provided | Data not provided | > 83% | Effluent | 5.91–5.67 | 1.5–2.31 | mg/L | 17.95–19.52 | °C | Data not provided | N/A | Data not provided | N/A | (-)46.6–57.6 | mV | 2,190–3,034 | µS/cm | 15.9–23 | %DO | Data not provided | Data not provided | Data not provided | Data not provided | Data not provided | Data not provided | Y | Acute and chronic ambient water quality standards | Data not provided | Data not provided | results support the need for pretreatment of high acidity MIW ahead of the BCR. | Data not provided | Substrate: sawdust, wood chips, compost, dairy manure and limestone chips. BCR substrate composition was modified due to a shortage of available manure and limestone. The shortage of manure and limestone may have had a negative impact on treatment effectiveness in the BCRs. | Consistent dissolved Be reductions for BCR 1. The number of sampling dates was reduced, resulting in less info to determine long-term treatment effectiveness. | All effluent values below the detection limit | A range of values is shown to reflect multiple days with the same effluent.
Final Danny T Adit Treatability Study Year 1 Technical Memorandum, Barker-Hughesville Mining District Superfund Site Cascade and Judith Basin Counties, Montana | BARKER HUGHESVILLE MINING DISTRICT | MT6122307485 | N/A | N/A | BCR1 | Data not provided | Biochemical reactor (BCR) without pre-treatment (BCR1) | Passive | Biochemical reactor (BCR) | No pre-treatment | Danny T adit water | N | BCR without pre-treatment | Batteries used to run metering pump, slurry mixer, and timer switch | Remote central Montana, southeast of Great Falls/no constraints noted | Pilot | June - September 2013 | Beryllium | Be, total | µg/L | N | N/A | [9 empty] | 1 U | 8 | 93.75 | Data not provided | Data not provided | Data not provided | Data not provided | Data not provided | Data not provided | Data not provided | Data not provided |  | Effluent | 6.07 | 0.02 | mg/L | 20.6 | °C | Data not provided | N/A | Data not provided | N/A | -163 | mV | 3505 | µS/cm | None | N/A | Data not provided | Data not provided | Data not provided | Data not provided | Data not provided | Data not provided | Data not provided | Data not provided | Data not provided | Data not provided | results support the need for pretreatment of high acidity MIW ahead of the BCR. | Data not provided | Substrate: sawdust, wood chips, compost, dairy manure and limestone chips. BCR substrate composition was modified due to a shortage of available manure and limestone. The shortage of manure and limestone may have had a negative impact on treatment effectiveness in the BCRs. | Data not provided | Total metals data set is limited to only two sampling events (due to funding limitations). All effluent values below the detection limit | U = under the detection limit
Final Danny T Adit Treatability Study Year 1 Technical Memorandum, Barker-Hughesville Mining District Superfund Site Cascade and Judith Basin Counties, Montana | BARKER HUGHESVILLE MINING DISTRICT | MT6122307485 | N/A | N/A | BCR1 | Data not provided | Biochemical reactor (BCR) without pre-treatment (BCR1) | Passive | Biochemical reactor (BCR) | No pre-treatment | Danny T adit water | N | BCR without pre-treatment | Batteries used to run metering pump, slurry mixer, and timer switch | Remote central Montana, southeast of Great Falls/no constraints noted | Pilot | June - September 2013 | Beryllium | Be, dissolved | µg/L | N | N/A | [9 empty] | 1 U | 6.0–8.0 | 91.7 - 93.8 | Data not provided | Data not provided | Data not provided | Data not provided | Data not provided | Data not provided | Data not provided | Data not provided | > 83% | Effluent | 5.6–6.14 | 0.02–1.33 | mg/L | 14.95–20.6 | °C | Data not provided | N/A | Data not provided | N/A | (-)163–77.2 | mV | 1,992–3,505 | µS/cm | NA–13.6 | %DO | Data not provided | Data not provided | Data not provided | Data not provided | Data not provided | Data not provided | Y | Acute and chronic ambient water quality standards | Data not provided | Data not provided | results support the need for pretreatment of high acidity MIW ahead of the BCR. | Data not provided | Substrate: sawdust, wood chips, compost, dairy manure and limestone chips. BCR substrate composition was modified due to a shortage of available manure and limestone. The shortage of manure and limestone may have had a negative impact on treatment effectiveness in the BCRs. | Consistent dissolved Be reductions for BCR 1. The number of sampling dates was reduced, resulting in less info to determine long-term treatment effectiveness. | All effluent values below the detection limit | U = under the detection limit. A range of values is shown to reflect multiple days with the same effluent observations.
Final Danny T Adit Treatability Study Year 1 Technical Memorandum, Barker-Hughesville Mining District Superfund Site Cascade and Judith Basin Counties, Montana | BARKER HUGHESVILLE MINING DISTRICT | MT6122307485 | N/A | N/A | BCR2 | Data not provided | Biochemical reactor (BCR) with SAPS pre-treatment (BCR2) | Passive | Biochemical reactor (BCR) | Pre-treatment | Danny T adit water | Y | BCR with pre-treatment | Batteries used to run metering pump, slurry mixer, and timer switch | Remote central Montana, southeast of Great Falls/no constraints noted | Pilot | June - September 2013 | Beryllium | Be, total | µg/L | N | N/A | 8 | 1 U | 93.75 | [9 empty] | Data not provided | Data not provided | Data not provided | Data not provided | Data not provided | Data not provided | Data not provided | Data not provided |  | Influent | 2.81 | 6.48 | mg/L | 25 | °C | Data not provided | N/A | Data not provided | N/A | 490.9 | mV | 2267 | µS/cm | None | N/A | Data not provided | Data not provided | Data not provided | Data not provided | Data not provided | Data not provided | Data not provided | Data not provided | Data not provided | Data not provided | Data not provided | Data not provided | Substrate: sawdust, wood chips, compost, dairy manure and limestone chips. BCR substrate composition was modified due to a shortage of available manure and limestone. The shortage of manure and limestone may have had a negative impact on treatment effectiveness in the BCRs. | Data not provided | Total metals data set is limited to only two sampling events (due to funding limitations). All effluent values below the detection limit | U = under the detection limit.
Final Danny T Adit Treatability Study Year 1 Technical Memorandum, Barker-Hughesville Mining District Superfund Site Cascade and Judith Basin Counties, Montana | BARKER HUGHESVILLE MINING DISTRICT | MT6122307485 | N/A | N/A | BCR2 | Data not provided | Biochemical reactor (BCR) with SAPS pre-treatment (BCR2) | Passive | Biochemical reactor (BCR) | Pre-treatment | Danny T adit water | Y | BCR with pre-treatment | Batteries used to run metering pump, slurry mixer, and timer switch | Remote central Montana, southeast of Great Falls/no constraints noted | Pilot | June - September 2013 | Beryllium | Be, dissolved | µg/L | N | N/A | 8 | 1 U | 93.75 | [9 empty] | Data not provided | Data not provided | Data not provided | Data not provided | Data not provided | Data not provided | Data not provided | Data not provided |  | Influent | 2.81–2.93 | 3.87–6.48 | mg/L | 15.19–25 | °C | Data not provided | N/A | Data not provided | N/A | 476.4–490.9 | mV | 1,332–2,267 | µS/cm | None | N/A | Data not provided | Data not provided | Data not provided | Data not provided | Data not provided | Data not provided | Data not provided | Data not provided | Data not provided | Data not provided | Data not provided | Data not provided | Substrate: sawdust, wood chips, compost, dairy manure and limestone chips. BCR substrate composition was modified due to a shortage of available manure and limestone. The shortage of manure and limestone may have had a negative impact on treatment effectiveness in the BCRs. | The number of sampling dates was reduced, resulting in less info to determine long-term treatment effectiveness. | All effluent values below the detection limit | U = under the detection limit. A range of values is shown to reflect multiple days with the same influent.
Final Danny T Adit Treatability Study Year 1 Technical Memorandum, Barker-Hughesville Mining District Superfund Site Cascade and Judith Basin Counties, Montana | BARKER HUGHESVILLE MINING DISTRICT | MT6122307485 | N/A | N/A | BCR2 | Data not provided | Biochemical reactor (BCR) with SAPS pre-treatment (BCR2) | Passive | Biochemical reactor (BCR) | Pre-treatment | Danny T adit water | Y | BCR with pre-treatment | Batteries used to run metering pump, slurry mixer, and timer switch | Remote central Montana, southeast of Great Falls/no constraints noted | Pilot | June - September 2013 | Beryllium | Be, total | µg/L | N | N/A |  |  |  | 5 | 1 U | 90 | [6 empty] | Data not provided | Data not provided | Data not provided | Data not provided | Data not provided | Data not provided | Data not provided | Data not provided |  | Influent | 2.85 | 2.41 | mg/L | 21.72 | °C | Data not provided | N/A | Data not provided | N/A | 382.6 | mV | 2404 | µS/cm | 27.1 | %DO | Data not provided | Data not provided | Data not provided | Data not provided | Data not provided | Data not provided | Data not provided | Data not provided | Data not provided | Data not provided | Data not provided | Data not provided | Substrate: sawdust, wood chips, compost, dairy manure and limestone chips. BCR substrate composition was modified due to a shortage of available manure and limestone. The shortage of manure and limestone may have had a negative impact on treatment effectiveness in the BCRs. | Data not provided | Total metals data set is limited to only two sampling events (due to funding limitations). All effluent values below the detection limit | U = under the detection limit.
Final Danny T Adit Treatability Study Year 1 Technical Memorandum, Barker-Hughesville Mining District Superfund Site Cascade and Judith Basin Counties, Montana | BARKER HUGHESVILLE MINING DISTRICT | MT6122307485 | N/A | N/A | BCR2 | Data not provided | Biochemical reactor (BCR) with SAPS pre-treatment (BCR2) | Passive | Biochemical reactor (BCR) | Pre-treatment | Danny T adit water | Y | BCR with pre-treatment | Batteries used to run metering pump, slurry mixer, and timer switch | Remote central Montana, southeast of Great Falls/no constraints noted | Pilot | June - September 2013 | Beryllium | Be, dissolved | µg/L | N | N/A |  |  |  | 6 | 1 U | 91.6667 | [6 empty] | Data not provided | Data not provided | Data not provided | Data not provided | Data not provided | Data not provided | Data not provided | Data not provided |  | Influent | 2.72–2.94 | 2.19–3.92 | mg/L | 16.34–25.14 | °C | Data not provided | N/A | Data not provided | N/A | 382.6–492.7 | mV | 2,218–3,394 | µS/cm | 26–43.7 | %DO | Data not provided | Data not provided | Data not provided | Data not provided | Data not provided | Data not provided | Data not provided | Data not provided | Data not provided | Data not provided | Data not provided | Data not provided | Substrate: sawdust, wood chips, compost, dairy manure and limestone chips. BCR substrate composition was modified due to a shortage of available manure and limestone. The shortage of manure and limestone may have had a negative impact on treatment effectiveness in the BCRs. | The number of sampling dates was reduced, resulting in less info to determine long-term treatment effectiveness. | All effluent values below the detection limit | U = under the detection limit. A range of values is shown to reflect multiple days with the same influent.
Final Danny T Adit Treatability Study Year 1 Technical Memorandum, Barker-Hughesville Mining District Superfund Site Cascade and Judith Basin Counties, Montana | BARKER HUGHESVILLE MINING DISTRICT | MT6122307485 | N/A | N/A | BCR2 | Data not provided | Biochemical reactor (BCR) with SAPS pre-treatment (BCR2) | Passive | Biochemical reactor (BCR) | Pre-treatment | Danny T adit water | Y | BCR with pre-treatment | Batteries used to run metering pump, slurry mixer, and timer switch | Remote central Montana, southeast of Great Falls/no constraints noted | Pilot | June - September 2013 | Beryllium | Be, total | µg/L | N | N/A | [6 empty] | 1 U | 5.0–8.0 | 90.0 - 93.8 |  |  |  | Data not provided | Data not provided | Data not provided | Data not provided | Data not provided | Data not provided | Data not provided | Data not provided |  | Effluent | 6.16–6.29 | 0.05–1.67 | mg/L | 17.67–20.2 | °C | Data not provided | N/A | Data not provided | N/A | (-)153.8–(-)28 | mV | 2,187–4,954 | µS/cm | NA–17.8 | %DO | Data not provided | Data not provided | Data not provided | Data not provided | Data not provided | Data not provided | Data not provided | Data not provided | Data not provided | Data not provided | Data not provided | Data not provided | Substrate: sawdust, wood chips, compost, dairy manure and limestone chips. BCR substrate composition was modified due to a shortage of available manure and limestone. The shortage of manure and limestone may have had a negative impact on treatment effectiveness in the BCRs. | Data not provided | Total metals data set is limited to only two sampling events (due to funding limitations). All effluent values below the detection limit | U = under the detection limit. A range of values is shown to reflect multiple days with the same influent.
Final Danny T Adit Treatability Study Year 1 Technical Memorandum, Barker-Hughesville Mining District Superfund Site Cascade and Judith Basin Counties, Montana | BARKER HUGHESVILLE MINING DISTRICT | MT6122307485 | N/A | N/A | BCR2 | Data not provided | Biochemical reactor (BCR) with SAPS pre-treatment (BCR2) | Passive | Biochemical reactor (BCR) | Pre-treatment | Danny T adit water | Y | BCR with pre-treatment | Batteries used to run metering pump, slurry mixer, and timer switch | Remote central Montana, southeast of Great Falls/no constraints noted | Pilot | June - September 2013 | Beryllium | Be, dissolved | µg/L | N | N/A | [6 empty] | 1 U | 6.0–8.0 | 91.7 -93.8 |  |  |  | Data not provided | Data not provided | Data not provided | Data not provided | Data not provided | Data not provided | Data not provided | Data not provided |  | Effluent | 5.91–6.32 | 0.05–8.52 | mg/L | 14.75–21.15 | °C | Data not provided | N/A | Data not provided | N/A | (-)153.8–19.4 | mV | 2,019–4,954 | µS/cm | NA–92.1 | %DO | Data not provided | Data not provided | Data not provided | Data not provided | Data not provided | Data not provided | Data not provided | Data not provided | Data not provided | Data not provided | Data not provided | Data not provided | Substrate: sawdust, wood chips, compost, dairy manure and limestone chips. BCR substrate composition was modified due to a shortage of available manure and limestone. The shortage of manure and limestone may have had a negative impact on treatment effectiveness in the BCRs. | The number of sampling dates was reduced, resulting in less info to determine long-term treatment effectiveness. | All effluent values below the detection limit | U = under the detection limit. A range of values is shown to reflect multiple days with the same influent.
Final Danny T Adit Treatability Study Year 1 Technical Memorandum, Barker-Hughesville Mining District Superfund Site Cascade and Judith Basin Counties, Montana | BARKER HUGHESVILLE MINING DISTRICT | MT6122307485 | N/A | N/A | BCR2 | Data not provided | Biochemical reactor (BCR) with SAPS pre-treatment (BCR2) | Passive | Biochemical reactor (BCR) | Pre-treatment | Danny T adit water | Y | BCR with pre-treatment | Batteries used to run metering pump, slurry mixer, and timer switch | Remote central Montana, southeast of Great Falls/no constraints noted | Pilot | June - September 2013 | Beryllium | Be, total | µg/L | N | N/A | [9 empty] | 1 U | 5.0–8.0 | 90.0 - 93.8 | Data not provided | Data not provided | Data not provided | Data not provided | Data not provided | Data not provided | Data not provided | Data not provided |  | Effluent | 6.16–6.29 | 0.05–1.67 | mg/L | 17.67–20.2 | °C | Data not provided | N/A | Data not provided | N/A | (-)153.8–(-)28 | mV | 2,187–4,954 | µS/cm | NA–17.8 | %DO | Data not provided | Data not provided | Data not provided | Data not provided | Data not provided | Data not provided | Data not provided | Data not provided | Data not provided | Data not provided | Data not provided | Data not provided | Substrate: sawdust, wood chips, compost, dairy manure and limestone chips. BCR substrate composition was modified due to a shortage of available manure and limestone. The shortage of manure and limestone may have had a negative impact on treatment effectiveness in the BCRs. | Data not provided | Total metals data set is limited to only two sampling events (due to funding limitations). All effluent values below the detection limit | U = under the detection limit. A range of values is shown to reflect multiple days with the same influent.
Final Danny T Adit Treatability Study Year 1 Technical Memorandum, Barker-Hughesville Mining District Superfund Site Cascade and Judith Basin Counties, Montana | BARKER HUGHESVILLE MINING DISTRICT | MT6122307485 | N/A | N/A | BCR2 | Data not provided | Biochemical reactor (BCR) with SAPS pre-treatment (BCR2) | Passive | Biochemical reactor (BCR) | Pre-treatment | Danny T adit water | Y | BCR with pre-treatment | Batteries used to run metering pump, slurry mixer, and timer switch | Remote central Montana, southeast of Great Falls/no constraints noted | Pilot | June - September 2013 | Beryllium | Be, dissolved | µg/L | N | N/A | [9 empty] | 1 U | 6.0–8.0 | 91.7 - 93.8 | Data not provided | Data not provided | Data not provided | Data not provided | Data not provided | Data not provided | Data not provided | Data not provided |  | Effluent | 5.91–6.32 | 0.05–8.52 | mg/L | 14.75–21.15 | °C | Data not provided | N/A | Data not provided | N/A | (-)153.8–19.4 | mV | 2,019–4,954 | µS/cm | NA–92.1 | %DO | Data not provided | Data not provided | Data not provided | Data not provided | Data not provided | Data not provided | Data not provided | Data not provided | Data not provided | Data not provided | Data not provided | Data not provided | Substrate: sawdust, wood chips, compost, dairy manure and limestone chips. BCR substrate composition was modified due to a shortage of available manure and limestone. The shortage of manure and limestone may have had a negative impact on treatment effectiveness in the BCRs. | The number of sampling dates was reduced, resulting in less info to determine long-term treatment effectiveness. | All effluent values below the detection limit | U = under the detection limit. A range of values is shown to reflect multiple days with the same influent.
Final Danny T Adit Treatability Study Year 1 Technical Memorandum, Barker-Hughesville Mining District Superfund Site Cascade and Judith Basin Counties, Montana | BARKER HUGHESVILLE MINING DISTRICT | MT6122307485 | N/A | N/A | BCR3 | Data not provided | Biochemical reactor (BCR) with CHIT pre-treatment (BCR3) | Passive | Biochemical reactor (BCR) | Pre-treatment | Danny T adit water | Y | BCR with pre-treatment | Batteries used to run metering pump, slurry mixer, and timer switch | Remote central Montana, southeast of Great Falls/no constraints noted | Pilot | June - September 2013 | Beryllium | Be, total | µg/L | N | N/A | 8 | 1 U | 93.75 | [9 empty] | Data not provided | Data not provided | Data not provided | Data not provided | Data not provided | Data not provided | Data not provided | Data not provided |  | Influent | 2.81 | 6.48 | mg/L | 25 | °C | Data not provided | N/A | Data not provided | N/A | 490.9 | mV | 2267 | µS/cm | None | N/A | Data not provided | Data not provided | Data not provided | Data not provided | Data not provided | Data not provided | Data not provided | Data not provided | Data not provided | Data not provided | The Chitorem/BCR3 treatment provided the best overall treatment performance for both metal removal and sustaining sulfate reducing conditions. | Data not provided | Substrate: sawdust, wood chips, compost, dairy manure and limestone chips. BCR substrate composition was modified due to a shortage of available manure and limestone. The shortage of manure and limestone may have had a negative impact on treatment effectiveness in the BCRs. | Data not provided | Total metals data set is limited to only two sampling events (due to funding limitations). All effluent values below the detection limit | U = under the detection limit.
Final Danny T Adit Treatability Study Year 1 Technical Memorandum, Barker-Hughesville Mining District Superfund Site Cascade and Judith Basin Counties, Montana | BARKER HUGHESVILLE MINING DISTRICT | MT6122307485 | N/A | N/A | BCR3 | Data not provided | Biochemical reactor (BCR) with CHIT pre-treatment (BCR3) | Passive | Biochemical reactor (BCR) | Pre-treatment | Danny T adit water | Y | BCR with pre-treatment | Batteries used to run metering pump, slurry mixer, and timer switch | Remote central Montana, southeast of Great Falls/no constraints noted | Pilot | June - September 2013 | Beryllium | Be, dissolved | µg/L | N | N/A | 8 | 1 U | 93.75 | [9 empty] | Data not provided | Data not provided | Data not provided | Data not provided | Data not provided | Data not provided | Data not provided | Data not provided |  | Influent | 2.81–2.93 | 3.87–6.48 | mg/L | 15.19–25 | °C | Data not provided | N/A | Data not provided | N/A | 476.4–490.9 | mV | 1,332–2,267 | µS/cm | None | N/A | Data not provided | Data not provided | Data not provided | Data not provided | Data not provided | Data not provided | Y | Acute and chronic ambient water quality standards | Data not provided | Data not provided | The Chitorem/BCR3 treatment provided the best overall treatment performance for both metal removal and sustaining sulfate reducing conditions. | Data not provided | Substrate: sawdust, wood chips, compost, dairy manure and limestone chips. BCR substrate composition was modified due to a shortage of available manure and limestone. The shortage of manure and limestone may have had a negative impact on treatment effectiveness in the BCRs. | The number of sampling dates was reduced, resulting in less info to determine long-term treatment effectiveness. | All effluent values below the detection limit | U = under the detection limit. A range of values is shown to reflect multiple days with the same influent.
Final Danny T Adit Treatability Study Year 1 Technical Memorandum, Barker-Hughesville Mining District Superfund Site Cascade and Judith Basin Counties, Montana | BARKER HUGHESVILLE MINING DISTRICT | MT6122307485 | N/A | N/A | BCR3 | Data not provided | Biochemical reactor (BCR) with CHIT pre-treatment (BCR3) | Passive | Biochemical reactor (BCR) | Pre-treatment | Danny T adit water | Y | BCR with pre-treatment | Batteries used to run metering pump, slurry mixer, and timer switch | Remote central Montana, southeast of Great Falls/no constraints noted | Pilot | June - September 2013 | Beryllium | Be, total | µg/L | N | N/A |  |  |  | 5 | 1 U | 90 | [6 empty] | Data not provided | Data not provided | Data not provided | Data not provided | Data not provided | Data not provided | Data not provided | Data not provided |  | Influent | 2.85 | 2.41 | mg/L | 21.72 | °C | Data not provided | N/A | Data not provided | N/A | 382.6 | mV | 2404 | µS/cm | 27.1 | %DO | Data not provided | Data not provided | Data not provided | Data not provided | Data not provided | Data not provided | Data not provided | Data not provided | Data not provided | Data not provided | The Chitorem/BCR3 treatment provided the best overall treatment performance for both metal removal and sustaining sulfate reducing conditions. | Data not provided | Substrate: sawdust, wood chips, compost, dairy manure and limestone chips. BCR substrate composition was modified due to a shortage of available manure and limestone. The shortage of manure and limestone may have had a negative impact on treatment effectiveness in the BCRs. | Data not provided | Total metals data set is limited to only two sampling events (due to funding limitations). All effluent values below the detection limit | U = under the detection limit.
Final Danny T Adit Treatability Study Year 1 Technical Memorandum, Barker-Hughesville Mining District Superfund Site Cascade and Judith Basin Counties, Montana | BARKER HUGHESVILLE MINING DISTRICT | MT6122307485 | N/A | N/A | BCR3 | Data not provided | Biochemical reactor (BCR) with CHIT pre-treatment (BCR3) | Passive | Biochemical reactor (BCR) | Pre-treatment | Danny T adit water | Y | BCR with pre-treatment | Batteries used to run metering pump, slurry mixer, and timer switch | Remote central Montana, southeast of Great Falls/no constraints noted | Pilot | June - September 2013 | Beryllium | Be, dissolved | µg/L | N | N/A |  |  |  | 6 | 1 U | 91.6667 | [6 empty] | Data not provided | Data not provided | Data not provided | Data not provided | Data not provided | Data not provided | Data not provided | Data not provided |  | Influent | 2.72–2.94 | 2.19–3.92 | mg/L | 16.34–25.14 | °C | Data not provided | N/A | Data not provided | N/A | 382.6–492.7 | mV | 2,218–3,394 | µS/cm | 26–43.7 | %DO | Data not provided | Data not provided | Data not provided | Data not provided | Data not provided | Data not provided | Y | Acute and chronic ambient water quality standards | Data not provided | Data not provided | The Chitorem/BCR3 treatment provided the best overall treatment performance for both metal removal and sustaining sulfate reducing conditions. | Data not provided | Substrate: sawdust, wood chips, compost, dairy manure and limestone chips. BCR substrate composition was modified due to a shortage of available manure and limestone. The shortage of manure and limestone may have had a negative impact on treatment effectiveness in the BCRs. | The number of sampling dates was reduced, resulting in less info to determine long-term treatment effectiveness. | All effluent values below the detection limit | U = under the detection limit. A range of values is shown to reflect multiple days with the same influent.
Final Danny T Adit Treatability Study Year 1 Technical Memorandum, Barker-Hughesville Mining District Superfund Site Cascade and Judith Basin Counties, Montana | BARKER HUGHESVILLE MINING DISTRICT | MT6122307485 | N/A | N/A | BCR3 | Data not provided | Biochemical reactor (BCR) with CHIT pre-treatment (BCR3) | Passive | Biochemical reactor (BCR) | Pre-treatment | Danny T adit water | Y | BCR with pre-treatment | Batteries used to run metering pump, slurry mixer, and timer switch | Remote central Montana, southeast of Great Falls/no constraints noted | Pilot | June - September 2013 | Beryllium | Be, total | µg/L | N | N/A | [6 empty] | 1 U | 5.0–8.0 | 90.0 - 93.8 |  |  |  | Data not provided | Data not provided | Data not provided | Data not provided | Data not provided | Data not provided | Data not provided | Data not provided |  | Effluent | 6.16–6.29 | 0.05–1.67 | mg/L | 17.67–20.2 | °C | Data not provided | N/A | Data not provided | N/A | (-)153.8–(-)28 | mV | 2,187–4,954 | µS/cm | NA–17.8 | %DO | Data not provided | Data not provided | Data not provided | Data not provided | Data not provided | Data not provided | Data not provided | Data not provided | Data not provided | Data not provided | The Chitorem/BCR3 treatment provided the best overall treatment performance for both metal removal and sustaining sulfate reducing conditions. | Data not provided | Substrate: sawdust, wood chips, compost, dairy manure and limestone chips. BCR substrate composition was modified due to a shortage of available manure and limestone. The shortage of manure and limestone may have had a negative impact on treatment effectiveness in the BCRs. | Data not provided | Total metals data set is limited to only two sampling events (due to funding limitations). All effluent values below the detection limit | U = under the detection limit. A range of values is shown to reflect multiple days with the same influent.
Final Danny T Adit Treatability Study Year 1 Technical Memorandum, Barker-Hughesville Mining District Superfund Site Cascade and Judith Basin Counties, Montana | BARKER HUGHESVILLE MINING DISTRICT | MT6122307485 | N/A | N/A | BCR3 | Data not provided | Biochemical reactor (BCR) with CHIT pre-treatment (BCR3) | Passive | Biochemical reactor (BCR) | Pre-treatment | Danny T adit water | Y | BCR with pre-treatment | Batteries used to run metering pump, slurry mixer, and timer switch | Remote central Montana, southeast of Great Falls/no constraints noted | Pilot | June - September 2013 | Beryllium | Be, dissolved | µg/L | N | N/A | [6 empty] | 1 U | 6.0–8.0 | 91.7 -93.8 |  |  |  | Data not provided | Data not provided | Data not provided | Data not provided | Data not provided | Data not provided | Data not provided | Data not provided |  | Effluent | 5.91–6.32 | 0.05–8.52 | mg/L | 14.75–21.15 | °C | Data not provided | N/A | Data not provided | N/A | (-)153.8–19.4 | mV | 2,019–4,954 | µS/cm | NA–92.1 | %DO | Data not provided | Data not provided | Data not provided | Data not provided | Data not provided | Data not provided | Y | Acute and chronic ambient water quality standards | Data not provided | Data not provided | The Chitorem/BCR3 treatment provided the best overall treatment performance for both metal removal and sustaining sulfate reducing conditions. | Data not provided | Substrate: sawdust, wood chips, compost, dairy manure and limestone chips. BCR substrate composition was modified due to a shortage of available manure and limestone. The shortage of manure and limestone may have had a negative impact on treatment effectiveness in the BCRs. | The number of sampling dates was reduced, resulting in less info to determine long-term treatment effectiveness. | All effluent values below the detection limit | U = under the detection limit. A range of values is shown to reflect multiple days with the same influent.
Final Danny T Adit Treatability Study Year 1 Technical Memorandum, Barker-Hughesville Mining District Superfund Site Cascade and Judith Basin Counties, Montana | BARKER HUGHESVILLE MINING DISTRICT | MT6122307485 | N/A | N/A | BCR3 | Data not provided | Biochemical reactor (BCR) with CHIT pre-treatment (BCR3) | Passive | Biochemical reactor (BCR) | Pre-treatment | Danny T adit water | Y | BCR with pre-treatment | Batteries used to run metering pump, slurry mixer, and timer switch | Remote central Montana, southeast of Great Falls/no constraints noted | Pilot | June - September 2013 | Beryllium | Be, total | µg/L | N | N/A | [8 empty] | 90.0 - 93.8 | 1 U | 5.0–8.0 | 90.0 - 93.8 | Data not provided | Data not provided | Data not provided | Data not provided | Data not provided | Data not provided | Data not provided | Data not provided |  | Effluent | 6.16–6.29 | 0.05–1.67 | mg/L | 17.67–20.2 | °C | Data not provided | N/A | Data not provided | N/A | (-)153.8–(-)28 | mV | 2,187–4,954 | µS/cm | NA–17.8 | %DO | Data not provided | Data not provided | Data not provided | Data not provided | Data not provided | Data not provided | Data not provided | Data not provided | Data not provided | Data not provided | The Chitorem/BCR3 treatment provided the best overall treatment performance for both metal removal and sustaining sulfate reducing conditions. | Data not provided | Substrate: sawdust, wood chips, compost, dairy manure and limestone chips. BCR substrate composition was modified due to a shortage of available manure and limestone. The shortage of manure and limestone may have had a negative impact on treatment effectiveness in the BCRs. | Data not provided | Total metals data set is limited to only two sampling events (due to funding limitations). All effluent values below the detection limit | U = under the detection limit. A range of values is shown to reflect multiple days with the same influent.
Final Danny T Adit Treatability Study Year 1 Technical Memorandum, Barker-Hughesville Mining District Superfund Site Cascade and Judith Basin Counties, Montana | BARKER HUGHESVILLE MINING DISTRICT | MT6122307485 | N/A | N/A | BCR3 | Data not provided | Biochemical reactor (BCR) with CHIT pre-treatment (BCR3) | Passive | Biochemical reactor (BCR) | Pre-treatment | Danny T adit water | Y | BCR with pre-treatment | Batteries used to run metering pump, slurry mixer, and timer switch | Remote central Montana, southeast of Great Falls/no constraints noted | Pilot | June - September 2013 | Beryllium | Be, dissolved | µg/L | N | N/A | [9 empty] | 1 U | 6.0–8.0 | 91.7 - 93.8 | Data not provided | Data not provided | Data not provided | Data not provided | Data not provided | Data not provided | Data not provided | Data not provided |  | Effluent | 5.91–6.32 | 0.05–8.52 | mg/L | 14.75–21.15 | °C | Data not provided | N/A | Data not provided | N/A | (-)153.8–19.4 | mV | 2,019–4,954 | µS/cm | NA–92.1 | %DO | Data not provided | Data not provided | Data not provided | Data not provided | Data not provided | Data not provided | Y | Acute and chronic ambient water quality standards | Data not provided | Data not provided | The Chitorem/BCR3 treatment provided the best overall treatment performance for both metal removal and sustaining sulfate reducing conditions. | Data not provided | Substrate: sawdust, wood chips, compost, dairy manure and limestone chips. BCR substrate composition was modified due to a shortage of available manure and limestone. The shortage of manure and limestone may have had a negative impact on treatment effectiveness in the BCRs. | The number of sampling dates was reduced, resulting in less info to determine long-term treatment effectiveness. | All effluent values below the detection limit | U = under the detection limit. A range of values is shown to reflect multiple days with the same influent.
Final Danny T Adit Treatability Study Year 1 Technical Memorandum, Barker-Hughesville Mining District Superfund Site Cascade and Judith Basin Counties, Montana | BARKER HUGHESVILLE MINING DISTRICT | MT6122307485 | N/A | N/A | BCR4 | Data not provided | Biochemical reactor (BCR) with Mg(OH)2 pre-treatment (BCR4) | Passive | Biochemical reactor (BCR) | Pre-treatment | Danny T adit water | Y | BCR with pre-treatment | Batteries used to run metering pump, slurry mixer, and timer switch | Remote central Montana, southeast of Great Falls/no constraints noted | Pilot | June - September 2013 | Beryllium | Be, total | µg/L | N | N/A | 8 | 1 U | 93.75 | [9 empty] | Data not provided | Data not provided | Data not provided | Data not provided | Data not provided | Data not provided | Data not provided | Data not provided |  | Influent | 2.81 | 6.48 | mg/L | 25 | °C | Data not provided | N/A | Data not provided | N/A | 490.9 | mV | 2267 | µS/cm | None | N/A | Data not provided | Data not provided | Data not provided | Data not provided | Data not provided | Data not provided | Data not provided | Data not provided | Data not provided | Data not provided | Data not provided | Data not provided | Substrate: sawdust, wood chips, compost, dairy manure and limestone chips. BCR substrate composition was modified due to a shortage of available manure and limestone. The shortage of manure and limestone may have had a negative impact on treatment effectiveness in the BCRs. | Data not provided | Total metals data set is limited to only two sampling events (due to funding limitations). All effluent values below the detection limit | U = under the detection limit.
Final Danny T Adit Treatability Study Year 1 Technical Memorandum, Barker-Hughesville Mining District Superfund Site Cascade and Judith Basin Counties, Montana | BARKER HUGHESVILLE MINING DISTRICT | MT6122307485 | N/A | N/A | BCR4 | Data not provided | Biochemical reactor (BCR) with Mg(OH)2 pre-treatment (BCR4) | Passive | Biochemical reactor (BCR) | Pre-treatment | Danny T adit water | Y | BCR with pre-treatment | Batteries used to run metering pump, slurry mixer, and timer switch | Remote central Montana, southeast of Great Falls/no constraints noted | Pilot | June - September 2013 | Beryllium | Be, dissolved | µg/L | N | N/A | 8 | 1 U | 93.75 | [9 empty] | Data not provided | Data not provided | Data not provided | Data not provided | Data not provided | Data not provided | Data not provided | Data not provided |  | Influent | 2.81–2.93 | 3.87–6.48 | mg/L | 15.19–25 | °C | Data not provided | N/A | Data not provided | N/A | 476.4–490.9 | mV | 1,332–2,267 | µS/cm | None | N/A | Data not provided | Data not provided | Data not provided | Data not provided | Data not provided | Data not provided | Y | Acute and chronic ambient water quality standards | Data not provided | Data not provided | Data not provided | Data not provided | Substrate: sawdust, wood chips, compost, dairy manure and limestone chips. BCR substrate composition was modified due to a shortage of available manure and limestone. The shortage of manure and limestone may have had a negative impact on treatment effectiveness in the BCRs. | The number of sampling dates was reduced, resulting in less info to determine long-term treatment effectiveness. | All effluent values below the detection limit | U = under the detection limit. A range of values is shown to reflect multiple days with the same influent.
Final Danny T Adit Treatability Study Year 1 Technical Memorandum, Barker-Hughesville Mining District Superfund Site Cascade and Judith Basin Counties, Montana | BARKER HUGHESVILLE MINING DISTRICT | MT6122307485 | N/A | N/A | BCR4 | Data not provided | Biochemical reactor (BCR) with Mg(OH)2 pre-treatment (BCR4) | Passive | Biochemical reactor (BCR) | Pre-treatment | Danny T adit water | Y | BCR with pre-treatment | Batteries used to run metering pump, slurry mixer, and timer switch | Remote central Montana, southeast of Great Falls/no constraints noted | Pilot | June - September 2013 | Beryllium | Be, total | µg/L | N | N/A |  |  |  | 5 | 1 U | 90 | [6 empty] | Data not provided | Data not provided | Data not provided | Data not provided | Data not provided | Data not provided | Data not provided | Data not provided |  | Influent | 2.85 | 2.41 | mg/L | 21.72 | °C | Data not provided | N/A | Data not provided | N/A | 382.6 | mV | 2404 | µS/cm | 27.1 | %DO | Data not provided | Data not provided | Data not provided | Data not provided | Data not provided | Data not provided | Data not provided | Data not provided | Data not provided | Data not provided | Data not provided | Data not provided | Substrate: sawdust, wood chips, compost, dairy manure and limestone chips. BCR substrate composition was modified due to a shortage of available manure and limestone. The shortage of manure and limestone may have had a negative impact on treatment effectiveness in the BCRs. | Data not provided | Total metals data set is limited to only two sampling events (due to funding limitations). All effluent values below the detection limit | U = under the detection limit.
Final Danny T Adit Treatability Study Year 1 Technical Memorandum, Barker-Hughesville Mining District Superfund Site Cascade and Judith Basin Counties, Montana | BARKER HUGHESVILLE MINING DISTRICT | MT6122307485 | N/A | N/A | BCR4 | Data not provided | Biochemical reactor (BCR) with Mg(OH)2 pre-treatment (BCR4) | Passive | Biochemical reactor (BCR) | Pre-treatment | Danny T adit water | Y | BCR with pre-treatment | Batteries used to run metering pump, slurry mixer, and timer switch | Remote central Montana, southeast of Great Falls/no constraints noted | Pilot | June - September 2013 | Beryllium | Be, dissolved | µg/L | N | N/A |  |  |  | 6 | 1 U | 91.6667 | [6 empty] | Data not provided | Data not provided | Data not provided | Data not provided | Data not provided | Data not provided | Data not provided | Data not provided |  | Influent | 2.72–2.94 | 2.19–3.92 | mg/L | 16.34–25.14 | °C | Data not provided | N/A | Data not provided | N/A | 382.6–492.7 | mV | 2,218–3,394 | µS/cm | 26–43.7 | %DO | Data not provided | Data not provided | Data not provided | Data not provided | Data not provided | Data not provided | Y | Acute and chronic ambient water quality standards | Data not provided | Data not provided | Data not provided | Data not provided | Substrate: sawdust, wood chips, compost, dairy manure and limestone chips. BCR substrate composition was modified due to a shortage of available manure and limestone. The shortage of manure and limestone may have had a negative impact on treatment effectiveness in the BCRs. | The number of sampling dates was reduced, resulting in less info to determine long-term treatment effectiveness. | All effluent values below the detection limit | U = under the detection limit. A range of values is shown to reflect multiple days with the same influent.
Final Danny T Adit Treatability Study Year 1 Technical Memorandum, Barker-Hughesville Mining District Superfund Site Cascade and Judith Basin Counties, Montana | BARKER HUGHESVILLE MINING DISTRICT | MT6122307485 | N/A | N/A | BCR4 | Data not provided | Biochemical reactor (BCR) with Mg(OH)2 pre-treatment (BCR4) | Passive | Biochemical reactor (BCR) | Pre-treatment | Danny T adit water | Y | BCR with pre-treatment | Batteries used to run metering pump, slurry mixer, and timer switch | Remote central Montana, southeast of Great Falls/no constraints noted | Pilot | June - September 2013 | Beryllium | Be, total | µg/L | N | N/A | [6 empty] | 1 U | 5.0–8.0 | 90.0 -93.8 |  |  |  | Data not provided | Data not provided | Data not provided | Data not provided | Data not provided | Data not provided | Data not provided | Data not provided |  | Effluent | 6.16–6.29 | 0.05–1.67 | mg/L | 17.67–20.2 | °C | Data not provided | N/A | Data not provided | N/A | (-)153.8–(-)28 | mV | 2,187–4,954 | µS/cm | NA–17.8 | %DO | Data not provided | Data not provided | Data not provided | Data not provided | Data not provided | Data not provided | Data not provided | Data not provided | Data not provided | Data not provided | Data not provided | Data not provided | Substrate: sawdust, wood chips, compost, dairy manure and limestone chips. BCR substrate composition was modified due to a shortage of available manure and limestone. The shortage of manure and limestone may have had a negative impact on treatment effectiveness in the BCRs. | Data not provided | Total metals data set is limited to only two sampling events (due to funding limitations). All effluent values below the detection limit | U = under the detection limit. A range of values is shown to reflect multiple days with the same influent.
Final Danny T Adit Treatability Study Year 1 Technical Memorandum, Barker-Hughesville Mining District Superfund Site Cascade and Judith Basin Counties, Montana | BARKER HUGHESVILLE MINING DISTRICT | MT6122307485 | N/A | N/A | BCR4 | Data not provided | Biochemical reactor (BCR) with Mg(OH)2 pre-treatment (BCR4) | Passive | Biochemical reactor (BCR) | Pre-treatment | Danny T adit water | Y | BCR with pre-treatment | Batteries used to run metering pump, slurry mixer, and timer switch | Remote central Montana, southeast of Great Falls/no constraints noted | Pilot | June - September 2013 | Beryllium | Be, dissolved | µg/L | N | N/A | [6 empty] | 1 U | 6.0–8.0 | 91.7 - 93.8 |  |  |  | Data not provided | Data not provided | Data not provided | Data not provided | Data not provided | Data not provided | Data not provided | Data not provided |  | Effluent | 5.91–6.32 | 0.05–8.52 | mg/L | 14.75–21.15 | °C | Data not provided | N/A | Data not provided | N/A | (-)153.8–19.4 | mV | 2,019–4,954 | µS/cm | NA–92.1 | %DO | Data not provided | Data not provided | Data not provided | Data not provided | Data not provided | Data not provided | Y | Acute and chronic ambient water quality standards | Data not provided | Data not provided | Data not provided | Data not provided | Substrate: sawdust, wood chips, compost, dairy manure and limestone chips. BCR substrate composition was modified due to a shortage of available manure and limestone. The shortage of manure and limestone may have had a negative impact on treatment effectiveness in the BCRs. | The number of sampling dates was reduced, resulting in less info to determine long-term treatment effectiveness. | All effluent values below the detection limit | U = under the detection limit. A range of values is shown to reflect multiple days with the same influent.
Final Danny T Adit Treatability Study Year 1 Technical Memorandum, Barker-Hughesville Mining District Superfund Site Cascade and Judith Basin Counties, Montana | BARKER HUGHESVILLE MINING DISTRICT | MT6122307485 | N/A | N/A | BCR4 | Data not provided | Biochemical reactor (BCR) with Mg(OH)2 pre-treatment (BCR4) | Passive | Biochemical reactor (BCR) | Pre-treatment | Danny T adit water | Y | BCR with pre-treatment | Batteries used to run metering pump, slurry mixer, and timer switch | Remote central Montana, southeast of Great Falls/no constraints noted | Pilot | June - September 2013 | Beryllium | Be, total | µg/L | N | N/A | [9 empty] | 1 U | 5.0–8.0 | 90.0 - 93.8 | Data not provided | Data not provided | Data not provided | Data not provided | Data not provided | Data not provided | Data not provided | Data not provided |  | Effluent | 6.16–6.29 | 0.05–1.67 | mg/L | 17.67–20.2 | °C | Data not provided | N/A | Data not provided | N/A | (-)153.8–(-)28 | mV | 2,187–4,954 | µS/cm | NA–17.8 | %DO | Data not provided | Data not provided | Data not provided | Data not provided | Data not provided | Data not provided | Data not provided | Data not provided | Data not provided | Data not provided | Data not provided | Data not provided | Substrate: sawdust, wood chips, compost, dairy manure and limestone chips. BCR substrate composition was modified due to a shortage of available manure and limestone. The shortage of manure and limestone may have had a negative impact on treatment effectiveness in the BCRs. | Data not provided | Total metals data set is limited to only two sampling events (due to funding limitations). All effluent values below the detection limit | U = under the detection limit. A range of values is shown to reflect multiple days with the same influent.
Final Danny T Adit Treatability Study Year 1 Technical Memorandum, Barker-Hughesville Mining District Superfund Site Cascade and Judith Basin Counties, Montana | BARKER HUGHESVILLE MINING DISTRICT | MT6122307485 | N/A | N/A | BCR4 | Data not provided | Biochemical reactor (BCR) with Mg(OH)2 pre-treatment (BCR4) | Passive | Biochemical reactor (BCR) | Pre-treatment | Danny T adit water | Y | BCR with pre-treatment | Batteries used to run metering pump, slurry mixer, and timer switch | Remote central Montana, southeast of Great Falls/no constraints noted | Pilot | June - September 2013 | Beryllium | Be, dissolved | µg/L | N | N/A | [9 empty] | 1 U | 6.0–8.0 | 91.7 - 93.8 | Data not provided | Data not provided | Data not provided | Data not provided | Data not provided | Data not provided | Data not provided | Data not provided |  | Effluent | 5.91–6.32 | 0.05–8.52 | mg/L | 14.75–21.15 | °C | Data not provided | N/A | Data not provided | N/A | (-)153.8–19.4 | mV | 2,019–4,954 | µS/cm | NA–92.1 | %DO | Data not provided | Data not provided | Data not provided | Data not provided | Data not provided | Data not provided | Y | Acute and chronic ambient water quality standards | Data not provided | Data not provided | Data not provided | Data not provided | Substrate: sawdust, wood chips, compost, dairy manure and limestone chips. BCR substrate composition was modified due to a shortage of available manure and limestone. The shortage of manure and limestone may have had a negative impact on treatment effectiveness in the BCRs. | The number of sampling dates was reduced, resulting in less info to determine long-term treatment effectiveness. | All effluent values below the detection limit | U = under the detection limit. A range of values is shown to reflect multiple days with the same influent.
Final Danny T Adit Treatability Study Year 1 Technical Memorandum, Barker-Hughesville Mining District Superfund Site Cascade and Judith Basin Counties, Montana | BARKER HUGHESVILLE MINING DISTRICT | MT6122307485 | N/A | N/A | CHIT | Data not provided | Chitorem pre-treatment (CHIT) | Passive | Chitorem® | Pre-treatment | Danny T adit water | Y | Pre-treatment | Batteries used to run metering pump, slurry mixer, and timer switch | Remote central Montana, southeast of Great Falls/no constraints noted | Pilot | June - September 2013 | Beryllium | Be, total | µg/L | N | N/A | 8 | 1 U | 93.75 | [9 empty] | Data not provided | Data not provided | Data not provided | Data not provided | Data not provided | Data not provided | Data not provided | Data not provided |  | Influent | 2.81 | 6.48 | mg/L | 25 | °C | Data not provided | N/A | Data not provided | N/A | 490.9 | mV | 2267 | µS/cm | None | N/A | Data not provided | Data not provided | Data not provided | Data not provided | Data not provided | Data not provided | Data not provided | Data not provided | Data not provided | Data not provided | The Chitorem/BCR3 treatment provided the best overall treatment performance for both metal removal and sustaining sulfate reducing conditions. | Data not provided | Chitorem is a proprietary material that contains calcium carbonate, protein, and chitin (crab shell). Also contains its own bacteria - material breaks down and produces carbonates (adds alkalinity). | The Chitorem substrate composition was modified by adding pea gravel to increase permeability. | Total metals data set is limited to only two sampling events (due to funding limitations). | U = under the detection limit.
Final Danny T Adit Treatability Study Year 1 Technical Memorandum, Barker-Hughesville Mining District Superfund Site Cascade and Judith Basin Counties, Montana | BARKER HUGHESVILLE MINING DISTRICT | MT6122307485 | N/A | N/A | CHIT | Data not provided | Chitorem pre-treatment (CHIT) | Passive | Chitorem® | Pre-treatment | Danny T adit water | Y | Pre-treatment | Batteries used to run metering pump, slurry mixer, and timer switch | Remote central Montana, southeast of Great Falls/no constraints noted | Pilot | June - September 2013 | Beryllium | Be, dissolved | µg/L | N | N/A | 8 | 1 U–1 | 87.5 - 93.75 | [9 empty] | Data not provided | Data not provided | Data not provided | Data not provided | Data not provided | Data not provided | Data not provided | Data not provided |  | Influent | 2.81–2.93 | 3.87–6.48 | mg/L | 15.19–25 | °C | Data not provided | N/A | Data not provided | N/A | 476.4–490.9 | mV | 1,332–2,267 | µS/cm | None | N/A | Data not provided | Data not provided | Data not provided | Data not provided | Data not provided | Data not provided | Y | Acute and chronic ambient water quality standards | Data not provided | Data not provided | The Chitorem/BCR3 treatment provided the best overall treatment performance for both metal removal and sustaining sulfate reducing conditions. | Data not provided | Chitorem is a proprietary material that contains calcium carbonate, protein, and chitin (crab shell). Also contains its own bacteria - material breaks down and produces carbonates (adds alkalinity). | The Chitorem substrate composition was modified by adding pea gravel to increase permeability. The number of sampling dates was reduced, resulting in less info to determine long-term treatment effectiveness. | Data not provided | U = under the detection limit. A range of values is shown to represent multiple days of maximum effluent.
Final Danny T Adit Treatability Study Year 1 Technical Memorandum, Barker-Hughesville Mining District Superfund Site Cascade and Judith Basin Counties, Montana | BARKER HUGHESVILLE MINING DISTRICT | MT6122307485 | N/A | N/A | CHIT | Data not provided | Chitorem pre-treatment (CHIT) | Passive | Chitorem® | Pre-treatment | Danny T adit water | Y | Pre-treatment | Batteries used to run metering pump, slurry mixer, and timer switch | Remote central Montana, southeast of Great Falls/no constraints noted | Pilot | June - September 2013 | Beryllium | Be, total | µg/L | N | N/A |  |  |  | 5 | 1 U | 90 | [6 empty] | Data not provided | Data not provided | Data not provided | Data not provided | Data not provided | Data not provided | Data not provided | Data not provided |  | Influent | 2.85 | 2.41 | mg/L | 21.72 | °C | Data not provided | N/A | Data not provided | N/A | 382.6 | mV | 2404 | µS/cm | 27.1 | %DO | Data not provided | Data not provided | Data not provided | Data not provided | Data not provided | Data not provided | Data not provided | Data not provided | Data not provided | Data not provided | The Chitorem/BCR3 treatment provided the best overall treatment performance for both metal removal and sustaining sulfate reducing conditions. | Data not provided | Chitorem is a proprietary material that contains calcium carbonate, protein, and chitin (crab shell). Also contains its own bacteria - material breaks down and produces carbonates (adds alkalinity). | The Chitorem substrate composition was modified by adding pea gravel to increase permeability. | Total metals data set is limited to only two sampling events (due to funding limitations). | U = under the detection limit.
Final Danny T Adit Treatability Study Year 1 Technical Memorandum, Barker-Hughesville Mining District Superfund Site Cascade and Judith Basin Counties, Montana | BARKER HUGHESVILLE MINING DISTRICT | MT6122307485 | N/A | N/A | CHIT | Data not provided | Chitorem pre-treatment (CHIT) | Passive | Chitorem® | Pre-treatment | Danny T adit water | Y | Pre-treatment | Batteries used to run metering pump, slurry mixer, and timer switch | Remote central Montana, southeast of Great Falls/no constraints noted | Pilot | June - September 2013 | Beryllium | Be, dissolved | µg/L | N | N/A |  |  |  | 6 | 1 U | 91.6667 | [6 empty] | Data not provided | Data not provided | Data not provided | Data not provided | Data not provided | Data not provided | Data not provided | Data not provided |  | Influent | 2.72–2.94 | 2.19–3.92 | mg/L | 16.34–25.14 | °C | Data not provided | N/A | Data not provided | N/A | 382.6–492.7 | mV | 2,218–3,394 | µS/cm | 26–43.7 | %DO | Data not provided | Data not provided | Data not provided | Data not provided | Data not provided | Data not provided | Y | Acute and chronic ambient water quality standards | Data not provided | Data not provided | The Chitorem/BCR3 treatment provided the best overall treatment performance for both metal removal and sustaining sulfate reducing conditions. | Data not provided | Chitorem is a proprietary material that contains calcium carbonate, protein, and chitin (crab shell). Also contains its own bacteria - material breaks down and produces carbonates (adds alkalinity). | The Chitorem substrate composition was modified by adding pea gravel to increase permeability. The number of sampling dates was reduced, resulting in less info to determine long-term treatment effectiveness. | Data not provided | U = under the detection limit. A range of values is shown to represent multiple days with the same min effluent observation.
Final Danny T Adit Treatability Study Year 1 Technical Memorandum, Barker-Hughesville Mining District Superfund Site Cascade and Judith Basin Counties, Montana | BARKER HUGHESVILLE MINING DISTRICT | MT6122307485 | N/A | N/A | CHIT | Data not provided | Chitorem pre-treatment (CHIT) | Passive | Chitorem® | Pre-treatment | Danny T adit water | Y | Pre-treatment | Batteries used to run metering pump, slurry mixer, and timer switch | Remote central Montana, southeast of Great Falls/no constraints noted | Pilot | June - September 2013 | Beryllium | Be, total | µg/L | N | N/A | [6 empty] | 1 U | 5.0–8.0 | 90.0-93.8 |  |  |  | Data not provided | Data not provided | Data not provided | Data not provided | Data not provided | Data not provided | Data not provided | Data not provided |  | Effluent | 6.07–6.65 | 0.05–3.08 | mg/L | 16.95–21.52 | °C | Data not provided | N/A | Data not provided | N/A | (-)206.8–(-)184.7 | mV | 2,941–60,571 | µS/cm | NA–31.9 | %DO | Data not provided | Data not provided | Data not provided | Data not provided | Data not provided | Data not provided | Data not provided | Data not provided | Data not provided | Data not provided | The Chitorem/BCR3 treatment provided the best overall treatment performance for both metal removal and sustaining sulfate reducing conditions. | Data not provided | Chitorem is a proprietary material that contains calcium carbonate, protein, and chitin (crab shell). Also contains its own bacteria - material breaks down and produces carbonates (adds alkalinity). | The Chitorem substrate composition was modified by adding pea gravel to increase permeability. | Total metals data set is limited to only two sampling events. All effluent values below the detection limit. | U = under the detection limit. A range of values is shown to represent multiple days with the same effluent observation.
Final Danny T Adit Treatability Study Year 1 Technical Memorandum, Barker-Hughesville Mining District Superfund Site Cascade and Judith Basin Counties, Montana | BARKER HUGHESVILLE MINING DISTRICT | MT6122307485 | N/A | N/A | CHIT | Data not provided | Chitorem pre-treatment (CHIT) | Passive | Chitorem® | Pre-treatment | Danny T adit water | Y | Pre-treatment | Batteries used to run metering pump, slurry mixer, and timer switch | Remote central Montana, southeast of Great Falls/no constraints noted | Pilot | June - September 2013 | Beryllium | Be, dissolved | µg/L | N | N/A | [6 empty] | 1 U | 6.0–8.0 | 91.7 - 93.8 |  |  |  | Data not provided | Data not provided | Data not provided | Data not provided | Data not provided | Data not provided | Data not provided | Data not provided |  | Effluent | 6.07–6.83 | 0.05–3.94 | mg/L | 13.52–21.52 | °C | Data not provided | N/A | Data not provided | N/A | (-)249.8–(-)57.3 | mV | 2,941–60,571 | µS/cm | NA–46.4 | %DO | Data not provided | Data not provided | Data not provided | Data not provided | Data not provided | Data not provided | Y | Acute and chronic ambient water quality standards | Data not provided | Data not provided | The Chitorem/BCR3 treatment provided the best overall treatment performance for both metal removal and sustaining sulfate reducing conditions. | Data not provided | Chitorem is a proprietary material that contains calcium carbonate, protein, and chitin (crab shell). Also contains its own bacteria - material breaks down and produces carbonates (adds alkalinity). | The Chitorem substrate composition was modified by adding pea gravel to increase permeability. The number of sampling dates was reduced, resulting in less info to determine long-term treatment effectiveness. | All effluent values below the detection limit. | U = under the detection limit. A range of values is shown to represent multiple days with the same effluent observation.
Final Danny T Adit Treatability Study Year 1 Technical Memorandum, Barker-Hughesville Mining District Superfund Site Cascade and Judith Basin Counties, Montana | BARKER HUGHESVILLE MINING DISTRICT | MT6122307485 | N/A | N/A | CHIT | Data not provided | Chitorem pre-treatment (CHIT) | Passive | Chitorem® | Pre-treatment | Danny T adit water | Y | Pre-treatment | Batteries used to run metering pump, slurry mixer, and timer switch | Remote central Montana, southeast of Great Falls/no constraints noted | Pilot | June - September 2013 | Beryllium | Be, total | µg/L | N | N/A | [9 empty] | 1 U | 5.0–8.0 | 90.0 - 93.8 | Data not provided | Data not provided | Data not provided | Data not provided | Data not provided | Data not provided | Data not provided | Data not provided |  | Effluent | 6.07–6.65 | 0.05–3.08 | mg/L | 16.95–21.52 | °C | Data not provided | N/A | Data not provided | N/A | (-)206.8–(-)184.7 | mV | 2,941–60,571 | µS/cm | NA–31.9 | %DO | Data not provided | Data not provided | Data not provided | Data not provided | Data not provided | Data not provided | Data not provided | Data not provided | Data not provided | Data not provided | The Chitorem/BCR3 treatment provided the best overall treatment performance for both metal removal and sustaining sulfate reducing conditions. | Data not provided | Chitorem is a proprietary material that contains calcium carbonate, protein, and chitin (crab shell). Also contains its own bacteria - material breaks down and produces carbonates (adds alkalinity). | The Chitorem substrate composition was modified by adding pea gravel to increase permeability. | Total metals data set is limited to only two sampling events (due to funding limitations). All effluent values below the detection limit. | U = under the detection limit. A range of values is shown to represent multiple days with the same effluent observation.
Final Danny T Adit Treatability Study Year 1 Technical Memorandum, Barker-Hughesville Mining District Superfund Site Cascade and Judith Basin Counties, Montana | BARKER HUGHESVILLE MINING DISTRICT | MT6122307485 | N/A | N/A | CHIT | Data not provided | Chitorem pre-treatment (CHIT) | Passive | Chitorem® | Pre-treatment | Danny T adit water | Y | Pre-treatment | Batteries used to run metering pump, slurry mixer, and timer switch | Remote central Montana, southeast of Great Falls/no constraints noted | Pilot | June - September 2013 | Beryllium | Be, dissolved | µg/L | N | N/A | [9 empty] | 1 U | 6.0–8.0 | 91.7 - 93.8 | Data not provided | Data not provided | Data not provided | Data not provided | Data not provided | Data not provided | Data not provided | Data not provided |  | Effluent | 6.07–6.83 | 0.05–3.94 | mg/L | 13.52–21.52 | °C | Data not provided | N/A | Data not provided | N/A | (-)249.8–(-)57.3 | mV | 2,941–60,571 | µS/cm | NA–46.4 | %DO | Data not provided | Data not provided | Data not provided | Data not provided | Data not provided | Data not provided | Y | Acute and chronic ambient water quality standards | Data not provided | Data not provided | The Chitorem/BCR3 treatment provided the best overall treatment performance for both metal removal and sustaining sulfate reducing conditions. | Data not provided | Chitorem is a proprietary material that contains calcium carbonate, protein, and chitin (crab shell). Also contains its own bacteria - material breaks down and produces carbonates (adds alkalinity). | The Chitorem substrate composition was modified by adding pea gravel to increase permeability. The number of sampling dates was reduced, resulting in less info to determine long-term treatment effectiveness. | All effluent values below the detection limit. | U = under the detection limit. A range of values is shown to represent multiple days with the same effluent observation.
Final Danny T Adit Treatability Study Year 1 Technical Memorandum, Barker-Hughesville Mining District Superfund Site Cascade and Judith Basin Counties, Montana | BARKER HUGHESVILLE MINING DISTRICT | MT6122307485 | N/A | N/A | MGOH | Data not provided | Alkaline Addition pre-treatment - Mg(OH)2 | Passive | Magnesium hydroxide Mg(OH)2 | Pre-treatment | Danny T adit water | Y | Pre-treatment | Batteries used to run metering pump, slurry mixer, and timer switch | Remote central Montana, southeast of Great Falls/no constraints noted | Pilot | June - September 2013 | Beryllium | Be, total | µg/L | N | N/A | 8 | 2 | 75 | [9 empty] | Data not provided | Data not provided | Data not provided | Data not provided | Data not provided | Data not provided | Data not provided | Data not provided |  | Influent | 2.81 | 6.48 | mg/L | 25 | °C | Data not provided | N/A | Data not provided | N/A | 490.9 | mV | 2267 | µS/cm | None | N/A | Data not provided | Data not provided | Data not provided | Data not provided | Data not provided | Data not provided | Data not provided | Data not provided | Data not provided | Data not provided | Data not provided | Data not provided | Alkaline addition using a magnesium hydroxide (Mg(OH)2) solution | Data not provided | Total metals data set is limited to only two sampling events (due to funding limitations).
Final Danny T Adit Treatability Study Year 1 Technical Memorandum, Barker-Hughesville Mining District Superfund Site Cascade and Judith Basin Counties, Montana | BARKER HUGHESVILLE MINING DISTRICT | MT6122307485 | N/A | N/A | MGOH | Data not provided | Alkaline Addition pre-treatment - Mg(OH)2 | Passive | Magnesium hydroxide Mg(OH)2 | Pre-treatment | Danny T adit water | Y | Pre-treatment | Batteries used to run metering pump, slurry mixer, and timer switch | Remote central Montana, southeast of Great Falls/no constraints noted | Pilot | June - September 2013 | Beryllium | Be, dissolved | µg/L | N | N/A | 8 | 1 | 87.5 | [9 empty] | Data not provided | Data not provided | Data not provided | Data not provided | Data not provided | Data not provided | Data not provided | Data not provided |  | Influent | 2.81–2.93 | 3.87–6.48 | mg/L | 15.19–25 | °C | Data not provided | N/A | Data not provided | N/A | 476.4–490.9 | mV | 1,332–2,267 | µS/cm | None | N/A | Data not provided | Data not provided | Data not provided | Data not provided | Data not provided | Data not provided | Data not provided | Data not provided | Data not provided | Data not provided | Data not provided | Data not provided | Alkaline addition using a magnesium hydroxide (Mg(OH)2) solution | The number of sampling dates was reduced, resulting in less info to determine long-term treatment effectiveness. | Data not provided | A range of values is shown to reflect multiple days with the same effluent value.
Final Danny T Adit Treatability Study Year 1 Technical Memorandum, Barker-Hughesville Mining District Superfund Site Cascade and Judith Basin Counties, Montana | BARKER HUGHESVILLE MINING DISTRICT | MT6122307485 | N/A | N/A | MGOH | Data not provided | Alkaline Addition pre-treatment - Mg(OH)2 | Passive | Magnesium hydroxide Mg(OH)2 | Pre-treatment | Danny T adit water | Y | Pre-treatment | Batteries used to run metering pump, slurry mixer, and timer switch | Remote central Montana, southeast of Great Falls/no constraints noted | Pilot | June - September 2013 | Beryllium | Be, total | µg/L | N | N/A |  |  |  | 5 | 2 | 60 | [6 empty] | Data not provided | Data not provided | Data not provided | Data not provided | Data not provided | Data not provided | Data not provided | Data not provided |  | Influent | 2.85 | 2.41 | mg/L | 21.72 | °C | Data not provided | N/A | Data not provided | N/A | 382.6 | mV | 2404 | µS/cm | 27.1 | %DO | Data not provided | Data not provided | Data not provided | Data not provided | Data not provided | Data not provided | Data not provided | Data not provided | Data not provided | Data not provided | Data not provided | Data not provided | Alkaline addition using a magnesium hydroxide (Mg(OH)2) solution | Data not provided | Total metals data set is limited to only two sampling events (due to funding limitations).
Final Danny T Adit Treatability Study Year 1 Technical Memorandum, Barker-Hughesville Mining District Superfund Site Cascade and Judith Basin Counties, Montana | BARKER HUGHESVILLE MINING DISTRICT | MT6122307485 | N/A | N/A | MGOH | Data not provided | Alkaline Addition pre-treatment - Mg(OH)2 | Passive | Magnesium hydroxide Mg(OH)2 | Pre-treatment | Danny T adit water | Y | Pre-treatment | Batteries used to run metering pump, slurry mixer, and timer switch | Remote central Montana, southeast of Great Falls/no constraints noted | Pilot | June - September 2013 | Beryllium | Be, dissolved | µg/L | N | N/A |  |  |  | 6 | 1 U–7.0 | (-)16.7 - 91.7 | [6 empty] | Data not provided | Data not provided | Data not provided | Data not provided | Data not provided | Data not provided | Data not provided | Data not provided |  | Influent | 2.72–2.94 | 2.19–3.92 | mg/L | 16.34–25.14 | °C | Data not provided | N/A | Data not provided | N/A | 382.6–492.7 | mV | 2,218–3,394 | µS/cm | 26–43.7 | %DO | Data not provided | Data not provided | Data not provided | Data not provided | Data not provided | Data not provided | Data not provided | Data not provided | Data not provided | Data not provided | Data not provided | Data not provided | Alkaline addition using a magnesium hydroxide (Mg(OH)2) solution | The number of sampling dates was reduced, resulting in less info to determine long-term treatment effectiveness. | Data not provided | A range of values is shown to reflect multiple days with the same effluent value.
Final Danny T Adit Treatability Study Year 1 Technical Memorandum, Barker-Hughesville Mining District Superfund Site Cascade and Judith Basin Counties, Montana | BARKER HUGHESVILLE MINING DISTRICT | MT6122307485 | N/A | N/A | MGOH | Data not provided | Alkaline Addition pre-treatment - Mg(OH)2 | Passive | Magnesium hydroxide Mg(OH)2 | Pre-treatment | Danny T adit water | Y | Pre-treatment | Batteries used to run metering pump, slurry mixer, and timer switch | Remote central Montana, southeast of Great Falls/no constraints noted | Pilot | June - September 2013 | Beryllium | Be, total | µg/L | N | N/A | [6 empty] | 2 | 5.0–8.0 | 60 - 75 |  |  |  | Data not provided | Data not provided | Data not provided | Data not provided | Data not provided | Data not provided | Data not provided | Data not provided |  | Effluent | 5.54–5.94 | 3.17–3.95 | mg/L | 17.66–19.28 | °C | Data not provided | N/A | Data not provided | N/A | (-)15.6–114.1 | mV | 1,995–2,058 | µS/cm | NA–33.9 | %DO | Data not provided | Data not provided | Data not provided | Data not provided | Data not provided | Data not provided | Data not provided | Data not provided | Data not provided | Data not provided | Data not provided | Data not provided | Alkaline addition using a magnesium hydroxide (Mg(OH)2) solution | Data not provided | Total metals data set is limited to only two sampling events (due to funding limitations). | A range of values is shown to reflect multiple days with the same effluent value.
Final Danny T Adit Treatability Study Year 1 Technical Memorandum, Barker-Hughesville Mining District Superfund Site Cascade and Judith Basin Counties, Montana | BARKER HUGHESVILLE MINING DISTRICT | MT6122307485 | N/A | N/A | MGOH | Data not provided | Alkaline Addition pre-treatment - Mg(OH)2 | Passive | Magnesium hydroxide Mg(OH)2 | Pre-treatment | Danny T adit water | Y | Pre-treatment | Batteries used to run metering pump, slurry mixer, and timer switch | Remote central Montana, southeast of Great Falls/no constraints noted | Pilot | June - September 2013 | Beryllium | Be, dissolved | µg/L | N | N/A | [6 empty] | 7 | 6 | -16.6667 |  |  |  | Data not provided | Data not provided | Data not provided | Data not provided | Data not provided | Data not provided | Data not provided | Data not provided |  | Effluent | 3.05 | 2.85 | mg/L | 13.16 | °C | Data not provided | N/A | Data not provided | N/A | 425 | mV | 2404 | µS/cm | 28 | %DO | Data not provided | Data not provided | Data not provided | Data not provided | Data not provided | Data not provided | Data not provided | Data not provided | Data not provided | Data not provided | Data not provided | Data not provided | Alkaline addition using a magnesium hydroxide (Mg(OH)2) solution | The number of sampling dates was reduced, resulting in less info to determine long-term treatment effectiveness. | Data not provided
Final Danny T Adit Treatability Study Year 1 Technical Memorandum, Barker-Hughesville Mining District Superfund Site Cascade and Judith Basin Counties, Montana | BARKER HUGHESVILLE MINING DISTRICT | MT6122307485 | N/A | N/A | MGOH | Data not provided | Alkaline Addition pre-treatment - Mg(OH)2 | Passive | Magnesium hydroxide Mg(OH)2 | Pre-treatment | Danny T adit water | Y | Pre-treatment | Batteries used to run metering pump, slurry mixer, and timer switch | Remote central Montana, southeast of Great Falls/no constraints noted | Pilot | June - September 2013 | Beryllium | Be, total | µg/L | N | N/A | [9 empty] | 2 | 5.0–8.0 | 60 - 75 | Data not provided | Data not provided | Data not provided | Data not provided | Data not provided | Data not provided | Data not provided | Data not provided |  | Effluent | 5.54–5.94 | 3.17–3.95 | mg/L | 17.66–19.28 | °C | Data not provided | N/A | Data not provided | N/A | (-)15.6–114.1 | mV | 1,995–2,058 | µS/cm | NA–33.9 | %DO | Data not provided | Data not provided | Data not provided | Data not provided | Data not provided | Data not provided | Data not provided | Data not provided | Data not provided | Data not provided | Data not provided | Data not provided | Alkaline addition using a magnesium hydroxide (Mg(OH)2) solution | Data not provided | Total metals data set is limited to only two sampling events (due to funding limitations). | A range of values is shown to reflect multiple days with the same effluent value.
Final Danny T Adit Treatability Study Year 1 Technical Memorandum, Barker-Hughesville Mining District Superfund Site Cascade and Judith Basin Counties, Montana | BARKER HUGHESVILLE MINING DISTRICT | MT6122307485 | N/A | N/A | MGOH | Data not provided | Alkaline Addition pre-treatment - Mg(OH)2 | Passive | Magnesium hydroxide Mg(OH)2 | Pre-treatment | Danny T adit water | Y | Pre-treatment | Batteries used to run metering pump, slurry mixer, and timer switch | Remote central Montana, southeast of Great Falls/no constraints noted | Pilot | June - September 2013 | Beryllium | Be, dissolved | µg/L | N | N/A | [9 empty] | 1 U | 6 | 91.6667 | Data not provided | Data not provided | Data not provided | Data not provided | Data not provided | Data not provided | Data not provided | Data not provided |  | Effluent | 5.54 | 3.17 | mg/L | 17.66 | °C | Data not provided | N/A | Data not provided | N/A | 114.1 | mV | 2058 | µS/cm | 33.9 | %DO | Data not provided | Data not provided | Data not provided | Data not provided | Data not provided | Data not provided | Data not provided | Data not provided | Data not provided | Data not provided | Data not provided | Data not provided | Alkaline addition using a magnesium hydroxide (Mg(OH)2) solution | The number of sampling dates was reduced, resulting in less info to determine long-term treatment effectiveness. | Data not provided | U = under the detection limit.
Final Danny T Adit Treatability Study Year 1 Technical Memorandum, Barker-Hughesville Mining District Superfund Site Cascade and Judith Basin Counties, Montana | BARKER HUGHESVILLE MINING DISTRICT | MT6122307485 | N/A | N/A | SAPS | Data not provided | Successive alkalinity producing system (SAPS) pre-treatment | Passive | Successive alkalinity producing system (SAPS) | Pre-treatment | Danny T adit water | Y | Pre-treatment | Batteries used to run metering pump, slurry mixer, and timer switch | Remote central Montana, southeast of Great Falls/no constraints noted | Pilot | June - September 2013 | Beryllium | Be, total | µg/L | N | N/A | 8 | 1 U | 93.75 | [9 empty] | Data not provided | Data not provided | Data not provided | Data not provided | Data not provided | Data not provided | Data not provided | Data not provided |  | Influent | 2.81 | 6.48 | mg/L | 25 | °C | Data not provided | N/A | Data not provided | N/A | 490.9 | mV | 2267 | µS/cm | None | N/A | Data not provided | Data not provided | Data not provided | Data not provided | Data not provided | Data not provided | Data not provided | Data not provided | Data not provided | Data not provided | Data not provided | Data not provided | Pre-treatment substrate of limestone gravel overlain by a manure and compost layer. | Data not provided | Total metals data set is limited to only two sampling events (due to funding limitations). | U = Under the detection limit
Final Danny T Adit Treatability Study Year 1 Technical Memorandum, Barker-Hughesville Mining District Superfund Site Cascade and Judith Basin Counties, Montana | BARKER HUGHESVILLE MINING DISTRICT | MT6122307485 | N/A | N/A | SAPS | Data not provided | Successive alkalinity producing system (SAPS) pre-treatment | Passive | Successive alkalinity producing system (SAPS) | Pre-treatment | Danny T adit water | Y | Pre-treatment | Batteries used to run metering pump, slurry mixer, and timer switch | Remote central Montana, southeast of Great Falls/no constraints noted | Pilot | June - September 2013 | Beryllium | Be, dissolved | µg/L | N | N/A | 8 | 1 U | 93.75 | [9 empty] | Data not provided | Data not provided | Data not provided | Data not provided | Data not provided | Data not provided | Data not provided | Data not provided |  | Influent | 2.81–2.93 | 3.87–6.48 | mg/L | 15.19–25 | °C | Data not provided | N/A | Data not provided | N/A | 476.4–490.9 | mV | 1,332–2,267 | µS/cm | None | N/A | Data not provided | Data not provided | Data not provided | Data not provided | Data not provided | Data not provided | Data not provided | Data not provided | Data not provided | Data not provided | Data not provided | Data not provided | Pre-treatment substrate of limestone gravel overlain by a manure and compost layer. | The number of sampling dates was reduced, resulting in less info to determine long-term treatment effectiveness. | Data not provided | U = Under the detection limit. A range of values reflects multiple days with the same influent value.
Final Danny T Adit Treatability Study Year 1 Technical Memorandum, Barker-Hughesville Mining District Superfund Site Cascade and Judith Basin Counties, Montana | BARKER HUGHESVILLE MINING DISTRICT | MT6122307485 | N/A | N/A | SAPS | Data not provided | Successive alkalinity producing system (SAPS) pre-treatment | Passive | Successive alkalinity producing system (SAPS) | Pre-treatment | Danny T adit water | Y | Pre-treatment | Batteries used to run metering pump, slurry mixer, and timer switch | Remote central Montana, southeast of Great Falls/no constraints noted | Pilot | June - September 2013 | Beryllium | Be, total | µg/L | N | N/A |  |  |  | 5 | 63 | -1160 | [6 empty] | Data not provided | Data not provided | Data not provided | Data not provided | Data not provided | Data not provided | Data not provided | Data not provided |  | Influent | 2.85 | 2.41 | mg/L | 21.72 | °C | Data not provided | N/A | Data not provided | N/A | 382.6 | mV | 2404 | µS/cm | 27.1 | %DO | Data not provided | Data not provided | Data not provided | Data not provided | Data not provided | Data not provided | Data not provided | Data not provided | Data not provided | Data not provided | Data not provided | Data not provided | Pre-treatment substrate of limestone gravel overlain by a manure and compost layer. | Data not provided | Total metals data set is limited to only two sampling events (due to funding limitations).
Final Danny T Adit Treatability Study Year 1 Technical Memorandum, Barker-Hughesville Mining District Superfund Site Cascade and Judith Basin Counties, Montana | BARKER HUGHESVILLE MINING DISTRICT | MT6122307485 | N/A | N/A | SAPS | Data not provided | Successive alkalinity producing system (SAPS) pre-treatment | Passive | Successive alkalinity producing system (SAPS) | Pre-treatment | Danny T adit water | Y | Pre-treatment | Batteries used to run metering pump, slurry mixer, and timer switch | Remote central Montana, southeast of Great Falls/no constraints noted | Pilot | June - September 2013 | Beryllium | Be, dissolved | µg/L | N | N/A |  |  |  | 6 | 1.0–7.0 | (-)16.7 - 83.3 | [6 empty] | Data not provided | Data not provided | Data not provided | Data not provided | Data not provided | Data not provided | Data not provided | Data not provided |  | Influent | 2.72–2.94 | 2.19–3.92 | mg/L | 16.34–25.14 | °C | Data not provided | N/A | Data not provided | N/A | 382.6–492.7 | mV | 2,218–3,394 | µS/cm | 26–43.7 | %DO | Data not provided | Data not provided | Data not provided | Data not provided | Data not provided | Data not provided | Data not provided | Data not provided | Data not provided | Data not provided | Data not provided | Data not provided | Pre-treatment substrate of limestone gravel overlain by a manure and compost layer. | The number of sampling dates was reduced, resulting in less info to determine long-term treatment effectiveness. | Data not provided | A range of values is presented to reflect multiple days with the same observation.
Final Danny T Adit Treatability Study Year 1 Technical Memorandum, Barker-Hughesville Mining District Superfund Site Cascade and Judith Basin Counties, Montana | BARKER HUGHESVILLE MINING DISTRICT | MT6122307485 | N/A | N/A | SAPS | Data not provided | Successive alkalinity producing system (SAPS) pre-treatment | Passive | Successive alkalinity producing system (SAPS) | Pre-treatment | Danny T adit water | Y | Pre-treatment | Batteries used to run metering pump, slurry mixer, and timer switch | Remote central Montana, southeast of Great Falls/no constraints noted | Pilot | June - September 2013 | Beryllium | Be, total | µg/L | N | N/A | [6 empty] | 63 | 5 | -1160 |  |  |  | Data not provided | Data not provided | Data not provided | Data not provided | Data not provided | Data not provided | Data not provided | Data not provided |  | Effluent | 5.22 | 1.58 | mg/L | 17.74 | °C | Data not provided | N/A | Data not provided | N/A | 132.8 | mV | 2091 | µS/cm | 15.8 | %DO | Data not provided | Data not provided | Data not provided | Data not provided | Data not provided | Data not provided | Data not provided | Data not provided | Data not provided | Data not provided | Data not provided | Data not provided | Pre-treatment substrate of limestone gravel overlain by a manure and compost layer. | Data not provided | Total metals data set is limited to only two sampling events (due to funding limitations).
Final Danny T Adit Treatability Study Year 1 Technical Memorandum, Barker-Hughesville Mining District Superfund Site Cascade and Judith Basin Counties, Montana | BARKER HUGHESVILLE MINING DISTRICT | MT6122307485 | N/A | N/A | SAPS | Data not provided | Successive alkalinity producing system (SAPS) pre-treatment | Passive | Successive alkalinity producing system (SAPS) | Pre-treatment | Danny T adit water | Y | Pre-treatment | Batteries used to run metering pump, slurry mixer, and timer switch | Remote central Montana, southeast of Great Falls/no constraints noted | Pilot | June - September 2013 | Beryllium | Be, dissolved | µg/L | N | N/A | [6 empty] | 7 | 6 | -16.6667 |  |  |  | Data not provided | Data not provided | Data not provided | Data not provided | Data not provided | Data not provided | Data not provided | Data not provided |  | Effluent | 5.54 | 4.14 | mg/L | 17.27 | °C | Data not provided | N/A | Data not provided | N/A | 135.2 | mV | 3011 | µS/cm | 42.6 | %DO | Data not provided | Data not provided | Data not provided | Data not provided | Data not provided | Data not provided | Data not provided | Data not provided | Data not provided | Data not provided | Data not provided | Data not provided | Pre-treatment substrate of limestone gravel overlain by a manure and compost layer. | The number of sampling dates was reduced, resulting in less info to determine long-term treatment effectiveness. | Data not provided
Final Danny T Adit Treatability Study Year 1 Technical Memorandum, Barker-Hughesville Mining District Superfund Site Cascade and Judith Basin Counties, Montana | BARKER HUGHESVILLE MINING DISTRICT | MT6122307485 | N/A | N/A | SAPS | Data not provided | Successive alkalinity producing system (SAPS) pre-treatment | Passive | Successive alkalinity producing system (SAPS) | Pre-treatment | Danny T adit water | Y | Pre-treatment | Batteries used to run metering pump, slurry mixer, and timer switch | Remote central Montana, southeast of Great Falls/no constraints noted | Pilot | June - September 2013 | Beryllium | Be, total | µg/L | N | N/A | [9 empty] | 1 U | 8 | 93.75 | Data not provided | Data not provided | Data not provided | Data not provided | Data not provided | Data not provided | Data not provided | Data not provided |  | Effluent | 6.38 | 0.09 | mg/L | 21.97 | °C | Data not provided | N/A | Data not provided | N/A | -157.6 | mV | 2434 | µS/cm | None | N/A | Data not provided | Data not provided | Data not provided | Data not provided | Data not provided | Data not provided | Data not provided | Data not provided | Data not provided | Data not provided | Data not provided | Data not provided | Pre-treatment substrate of limestone gravel overlain by a manure and compost layer. | Data not provided | Total metals data set is limited to only two sampling events (due to funding limitations). | U = under the detection limit
Final Danny T Adit Treatability Study Year 1 Technical Memorandum, Barker-Hughesville Mining District Superfund Site Cascade and Judith Basin Counties, Montana | BARKER HUGHESVILLE MINING DISTRICT | MT6122307485 | N/A | N/A | SAPS | Data not provided | Successive alkalinity producing system (SAPS) pre-treatment | Passive | Successive alkalinity producing system (SAPS) | Pre-treatment | Danny T adit water | Y | Pre-treatment | Batteries used to run metering pump, slurry mixer, and timer switch | Remote central Montana, southeast of Great Falls/no constraints noted | Pilot | June - September 2013 | Beryllium | Be, dissolved | µg/L | N | N/A | [9 empty] | 1 U | 8 | 93.75 | Data not provided | Data not provided | Data not provided | Data not provided | Data not provided | Data not provided | Data not provided | Data not provided |  | Effluent | 6.38 | 0.09 | mg/L | 21.97 | °C | Data not provided | N/A | Data not provided | N/A | -157.6 | mV | 2434 | µS/cm | None | N/A | Data not provided | Data not provided | Data not provided | Data not provided | Data not provided | Data not provided | Data not provided | Data not provided | Data not provided | Data not provided | Data not provided | Data not provided | Pre-treatment substrate of limestone gravel overlain by a manure and compost layer. | The number of sampling dates was reduced, resulting in less info to determine long-term treatment effectiveness. | Data not provided | U = under the detection limit
Final Danny T Adit Treatability Study Year 1 Technical Memorandum, Barker-Hughesville Mining District Superfund Site Cascade and Judith Basin Counties, Montana | BARKER HUGHESVILLE MINING DISTRICT | MT6122307485 | N/A | N/A | BCR4 | Data not provided | Biochemical reactor (BCR) with Mg(OH)2 pre-treatment (BCR4) | Passive | Biochemical reactor (BCR) | Pre-treatment | Danny T adit water | Y | BCR with pre-treatment | Batteries used to run metering pump, slurry mixer, and timer switch | Remote central Montana, southeast of Great Falls/no constraints noted | Pilot | June - September 2013 | Bicarbonate | Bicarbonate | mg/L as HCO3 | N | N/A | 1 U | 110–1,900 | Not Applicable | [9 empty] | Data not provided | Data not provided | Data not provided | Data not provided | Data not provided | Data not provided | Data not provided | Data not provided |  | Influent | 2.72–2.94 | NA–6.48 | mg/L | 16.34–25.14 | °C | Data not provided | N/A | Data not provided | N/A | 382.6–492.7 | mV | 1,332–3,394 | µS/cm | NA–43.7 | %DO | Data not provided | Data not provided | Data not provided | Data not provided | Data not provided | Data not provided | Data not provided | Data not provided | Data not provided | Data not provided | Data not provided | Data not provided | Substrate: sawdust, wood chips, compost, dairy manure and limestone chips. BCR substrate composition was modified due to a shortage of available manure and limestone. The shortage of manure and limestone may have had a negative impact on treatment effectiveness in the BCRs. | Data not provided | All influent values below the detection limit | U = under the detection limit. A range of values is shown to reflect multiple days with influent below the detection limit.
Final Danny T Adit Treatability Study Year 1 Technical Memorandum, Barker-Hughesville Mining District Superfund Site Cascade and Judith Basin Counties, Montana | BARKER HUGHESVILLE MINING DISTRICT | MT6122307485 | N/A | N/A | BCR4 | Data not provided | Biochemical reactor (BCR) with Mg(OH)2 pre-treatment (BCR4) | Passive | Biochemical reactor (BCR) | Pre-treatment | Danny T adit water | Y | BCR with pre-treatment | Batteries used to run metering pump, slurry mixer, and timer switch | Remote central Montana, southeast of Great Falls/no constraints noted | Pilot | June - September 2013 | Bicarbonate | Bicarbonate | mg/L as HCO3 | N | N/A |  |  |  | 1 U | 110–1,900 | Not Applicable | [6 empty] | Data not provided | Data not provided | Data not provided | Data not provided | Data not provided | Data not provided | Data not provided | Data not provided |  | Influent | 2.72–2.94 | NA–6.48 | mg/L | 16.34–25.14 | °C | Data not provided | N/A | Data not provided | N/A | 382.6–492.7 | mV | 1,332–3,394 | µS/cm | NA–43.7 | %DO | Data not provided | Data not provided | Data not provided | Data not provided | Data not provided | Data not provided | Data not provided | Data not provided | Data not provided | Data not provided | Data not provided | Data not provided | Substrate: sawdust, wood chips, compost, dairy manure and limestone chips. BCR substrate composition was modified due to a shortage of available manure and limestone. The shortage of manure and limestone may have had a negative impact on treatment effectiveness in the BCRs. | Data not provided | All influent values below the detection limit | U = under the detection limit. A range of values is shown to reflect multiple days with influent below the detection limit.
Final Danny T Adit Treatability Study Year 1 Technical Memorandum, Barker-Hughesville Mining District Superfund Site Cascade and Judith Basin Counties, Montana | BARKER HUGHESVILLE MINING DISTRICT | MT6122307485 | N/A | N/A | BCR4 | Data not provided | Biochemical reactor (BCR) with Mg(OH)2 pre-treatment (BCR4) | Passive | Biochemical reactor (BCR) | Pre-treatment | Danny T adit water | Y | BCR with pre-treatment | Batteries used to run metering pump, slurry mixer, and timer switch | Remote central Montana, southeast of Great Falls/no constraints noted | Pilot | June - September 2013 | Bicarbonate | Bicarbonate | mg/L as HCO3 | N | N/A | [6 empty] | 1900 | 1 U | Not Applicable |  |  |  | Data not provided | Data not provided | Data not provided | Data not provided | Data not provided | Data not provided | Data not provided | Data not provided |  | Effluent | 6.25 | 0.02 | mg/L | 20.16 | °C | Data not provided | N/A | Data not provided | N/A | -144.8 | mV | 4001 | µS/cm | None | N/A | Data not provided | Data not provided | Data not provided | Data not provided | Data not provided | Data not provided | Data not provided | Data not provided | Data not provided | Data not provided | Data not provided | Data not provided | Substrate: sawdust, wood chips, compost, dairy manure and limestone chips. BCR substrate composition was modified due to a shortage of available manure and limestone. The shortage of manure and limestone may have had a negative impact on treatment effectiveness in the BCRs. | Data not provided | Data not provided | U = under the detection limit.
Final Danny T Adit Treatability Study Year 1 Technical Memorandum, Barker-Hughesville Mining District Superfund Site Cascade and Judith Basin Counties, Montana | BARKER HUGHESVILLE MINING DISTRICT | MT6122307485 | N/A | N/A | BCR4 | Data not provided | Biochemical reactor (BCR) with Mg(OH)2 pre-treatment (BCR4) | Passive | Biochemical reactor (BCR) | Pre-treatment | Danny T adit water | Y | BCR with pre-treatment | Batteries used to run metering pump, slurry mixer, and timer switch | Remote central Montana, southeast of Great Falls/no constraints noted | Pilot | June - September 2013 | Bicarbonate | Bicarbonate | mg/L as HCO3 | N | N/A | [9 empty] | 110 | 1 U | Not Applicable | Data not provided | Data not provided | Data not provided | Data not provided | Data not provided | Data not provided | Data not provided | Data not provided |  | Effluent | 6.97 | 4.35 | mg/L | 16.88 | °C | Data not provided | N/A | Data not provided | N/A | -117.7 | mV | 3247 | µS/cm | 45.8 | %DO | Data not provided | Data not provided | Data not provided | Data not provided | Data not provided | Data not provided | Data not provided | Data not provided | Data not provided | Data not provided | Data not provided | Data not provided | Substrate: sawdust, wood chips, compost, dairy manure and limestone chips. BCR substrate composition was modified due to a shortage of available manure and limestone. The shortage of manure and limestone may have had a negative impact on treatment effectiveness in the BCRs. | Data not provided | Data not provided | U = under the detection limit.
Final Danny T Adit Treatability Study Year 1 Technical Memorandum, Barker-Hughesville Mining District Superfund Site Cascade and Judith Basin Counties, Montana | BARKER HUGHESVILLE MINING DISTRICT | MT6122307485 | N/A | N/A | MGOH | Data not provided | Alkaline Addition pre-treatment - Mg(OH)2 | Passive | Magnesium hydroxide Mg(OH)2 | Pre-treatment | Danny T adit water | Y | Pre-treatment | Batteries used to run metering pump, slurry mixer, and timer switch | Remote central Montana, southeast of Great Falls/no constraints noted | Pilot | June - September 2013 | Bicarbonate | Bicarbonate | mg/L as HCO3 | N | N/A | 1 U | 1 U–16 | Not Applicable | [9 empty] | Data not provided | Data not provided | Data not provided | Data not provided | Data not provided | Data not provided | Data not provided | Data not provided |  | Influent | 2.72–2.94 | NA–6.48 | mg/L | 16.34–25.14 | °C | Data not provided | N/A | Data not provided | N/A | 382.6–492.7 | mV | 1,332–3,394 | µS/cm | NA–43.7 | %DO | Data not provided | Data not provided | Data not provided | Data not provided | Data not provided | Data not provided | Data not provided | Data not provided | Data not provided | Data not provided | Data not provided | Data not provided | Alkaline addition using a magnesium hydroxide (Mg(OH)2) solution. | Data not provided | All influent values below the detection limit | U = under the detection limit. A range of values is shown to reflect multiple days with influent below the detection limit.
Final Danny T Adit Treatability Study Year 1 Technical Memorandum, Barker-Hughesville Mining District Superfund Site Cascade and Judith Basin Counties, Montana | BARKER HUGHESVILLE MINING DISTRICT | MT6122307485 | N/A | N/A | MGOH | Data not provided | Alkaline Addition pre-treatment - Mg(OH)2 | Passive | Magnesium hydroxide Mg(OH)2 | Pre-treatment | Danny T adit water | Y | Pre-treatment | Batteries used to run metering pump, slurry mixer, and timer switch | Remote central Montana, southeast of Great Falls/no constraints noted | Pilot | June - September 2013 | Bicarbonate | Bicarbonate | mg/L as HCO3 | N | N/A |  |  |  | 1 U | 1 U–16 | Not Applicable | [6 empty] | Data not provided | Data not provided | Data not provided | Data not provided | Data not provided | Data not provided | Data not provided | Data not provided |  | Influent | 2.72–2.94 | NA–6.48 | mg/L | 16.34–25.14 | °C | Data not provided | N/A | Data not provided | N/A | 382.6–492.7 | mV | 1,332–3,394 | µS/cm | NA–43.7 | %DO | Data not provided | Data not provided | Data not provided | Data not provided | Data not provided | Data not provided | Data not provided | Data not provided | Data not provided | Data not provided | Data not provided | Data not provided | Alkaline addition using a magnesium hydroxide (Mg(OH)2) solution. | Data not provided | All influent values below the detection limit | U = under the detection limit. A range of values is shown to reflect multiple days with influent below the detection limit.
Final Danny T Adit Treatability Study Year 1 Technical Memorandum, Barker-Hughesville Mining District Superfund Site Cascade and Judith Basin Counties, Montana | BARKER HUGHESVILLE MINING DISTRICT | MT6122307485 | N/A | N/A | MGOH | Data not provided | Alkaline Addition pre-treatment - Mg(OH)2 | Passive | Magnesium hydroxide Mg(OH)2 | Pre-treatment | Danny T adit water | Y | Pre-treatment | Batteries used to run metering pump, slurry mixer, and timer switch | Remote central Montana, southeast of Great Falls/no constraints noted | Pilot | June - September 2013 | Bicarbonate | Bicarbonate | mg/L as HCO3 | N | N/A | [6 empty] | 16 | 1 U | Not Applicable |  |  |  | Data not provided | Data not provided | Data not provided | Data not provided | Data not provided | Data not provided | Data not provided | Data not provided |  | Effluent | 3.69 | 7.22 | mg/L | 16.5 | °C | Data not provided | N/A | Data not provided | N/A | 103.5 | mV | 3022 | µS/cm | 74 | %DO | Data not provided | Data not provided | Data not provided | Data not provided | Data not provided | Data not provided | Data not provided | Data not provided | Data not provided | Data not provided | Data not provided | Data not provided | Alkaline addition using a magnesium hydroxide (Mg(OH)2) solution. | Data not provided | Data not provided | U = under the detection limit.
Final Danny T Adit Treatability Study Year 1 Technical Memorandum, Barker-Hughesville Mining District Superfund Site Cascade and Judith Basin Counties, Montana | BARKER HUGHESVILLE MINING DISTRICT | MT6122307485 | N/A | N/A | MGOH | Data not provided | Alkaline Addition pre-treatment - Mg(OH)2 | Passive | Magnesium hydroxide Mg(OH)2 | Pre-treatment | Danny T adit water | Y | Pre-treatment | Batteries used to run metering pump, slurry mixer, and timer switch | Remote central Montana, southeast of Great Falls/no constraints noted | Pilot | June - September 2013 | Bicarbonate | Bicarbonate | mg/L as HCO3 | N | N/A | [9 empty] | 1 U | 1 U | Not Applicable | Data not provided | Data not provided | Data not provided | Data not provided | Data not provided | Data not provided | Data not provided | Data not provided |  | Effluent | 3.05–5.94 | 2.48–3.95 | mg/L | 14.54 | °C | Data not provided | N/A | Data not provided | N/A | (-)15.6–425 | mV | 1,930–2,404 | µS/cm | NA–34.9 | %DO | Data not provided | Data not provided | Data not provided | Data not provided | Data not provided | Data not provided | Data not provided | Data not provided | Data not provided | Data not provided | Data not provided | Data not provided | Alkaline addition using a magnesium hydroxide (Mg(OH)2) solution. | Data not provided | Data not provided | U = under the detection limit. A range of values is shown to reflect multiple days with effluent below the detection limit.
Final Danny T Adit Treatability Study Year 1 Technical Memorandum, Barker-Hughesville Mining District Superfund Site Cascade and Judith Basin Counties, Montana | BARKER HUGHESVILLE MINING DISTRICT | MT6122307485 | N/A | N/A | BCR1 | Data not provided | Biochemical reactor (BCR) without pre-treatment (BCR1) | Passive | Biochemical reactor (BCR) | No pre-treatment | Danny T adit water | N | BCR without pre-treatment | Batteries used to run metering pump, slurry mixer, and timer switch | Remote central Montana, southeast of Great Falls/no constraints noted | Pilot | June - September 2013 | Bicarbonate | Bicarbonate | mg/L as HCO3 | N | N/A | 1 U | 85–1,700 | Not Applicable | [9 empty] | Data not provided | Data not provided | Data not provided | Data not provided | Data not provided | Data not provided | Data not provided | Data not provided |  | Influent | 2.72–2.94 | NA–6.48 | mg/L | 16.34–25.14 | °C | Data not provided | N/A | Data not provided | N/A | 382.6–492.7 | mV | 1,332–3,394 | µS/cm | NA–43.7 | %DO | Data not provided | Data not provided | Data not provided | Data not provided | Data not provided | Data not provided | Data not provided | Data not provided | Data not provided | Data not provided | Results support the need for pretreatment of high acidity MIW ahead of the BCR. | Data not provided | Substrate: sawdust, wood chips, compost, dairy manure and limestone chips. BCR substrate composition was modified due to a shortage of available manure and limestone. The shortage of manure and limestone may have had a negative impact on treatment effectiveness in the BCRs. | Data not provided | All influent values below the detection limit | U = under the detection limit. A range of values is shown to reflect multiple days with influent below the detection limit.
Final Danny T Adit Treatability Study Year 1 Technical Memorandum, Barker-Hughesville Mining District Superfund Site Cascade and Judith Basin Counties, Montana | BARKER HUGHESVILLE MINING DISTRICT | MT6122307485 | N/A | N/A | BCR1 | Data not provided | Biochemical reactor (BCR) without pre-treatment (BCR1) | Passive | Biochemical reactor (BCR) | No pre-treatment | Danny T adit water | N | BCR without pre-treatment | Batteries used to run metering pump, slurry mixer, and timer switch | Remote central Montana, southeast of Great Falls/no constraints noted | Pilot | June - September 2013 | Bicarbonate | Bicarbonate | mg/L as HCO3 | N | N/A |  |  |  | 1 U | 85–1,700 | Not Applicable | [6 empty] | Data not provided | Data not provided | Data not provided | Data not provided | Data not provided | Data not provided | Data not provided | Data not provided |  | Influent | 2.72–2.94 | NA–6.48 | mg/L | 16.34–25.14 | °C | Data not provided | N/A | Data not provided | N/A | 382.6–492.7 | mV | 1,332–3,394 | µS/cm | NA–43.7 | %DO | Data not provided | Data not provided | Data not provided | Data not provided | Data not provided | Data not provided | Data not provided | Data not provided | Data not provided | Data not provided | Results support the need for pretreatment of high acidity MIW ahead of the BCR. | Data not provided | Substrate: sawdust, wood chips, compost, dairy manure and limestone chips. BCR substrate composition was modified due to a shortage of available manure and limestone. The shortage of manure and limestone may have had a negative impact on treatment effectiveness in the BCRs. | Data not provided | All influent values below the detection limit | U = under the detection limit. A range of values is shown to reflect multiple days with influent below the detection limit.
Final Danny T Adit Treatability Study Year 1 Technical Memorandum, Barker-Hughesville Mining District Superfund Site Cascade and Judith Basin Counties, Montana | BARKER HUGHESVILLE MINING DISTRICT | MT6122307485 | N/A | N/A | BCR1 | Data not provided | Biochemical reactor (BCR) without pre-treatment (BCR1) | Passive | Biochemical reactor (BCR) | No pre-treatment | Danny T adit water | N | BCR without pre-treatment | Batteries used to run metering pump, slurry mixer, and timer switch | Remote central Montana, southeast of Great Falls/no constraints noted | Pilot | June - September 2013 | Bicarbonate | Bicarbonate | mg/L as HCO3 | N | N/A | [6 empty] | 1700 | 1 U | Not Applicable |  |  |  | Data not provided | Data not provided | Data not provided | Data not provided | Data not provided | Data not provided | Data not provided | Data not provided |  | Effluent | 6.07 | 0.02 | mg/L | 20.6 | °C | Data not provided | N/A | Data not provided | N/A | -163 | mV | 3505 | µS/cm | None | N/A | Data not provided | Data not provided | Data not provided | Data not provided | Data not provided | Data not provided | Data not provided | Data not provided | Data not provided | Data not provided | Results support the need for pretreatment of high acidity MIW ahead of the BCR. | Data not provided | Substrate: sawdust, wood chips, compost, dairy manure and limestone chips. BCR substrate composition was modified due to a shortage of available manure and limestone. The shortage of manure and limestone may have had a negative impact on treatment effectiveness in the BCRs. | Data not provided | Data not provided | U = under the detection limit.
Final Danny T Adit Treatability Study Year 1 Technical Memorandum, Barker-Hughesville Mining District Superfund Site Cascade and Judith Basin Counties, Montana | BARKER HUGHESVILLE MINING DISTRICT | MT6122307485 | N/A | N/A | BCR1 | Data not provided | Biochemical reactor (BCR) without pre-treatment (BCR1) | Passive | Biochemical reactor (BCR) | No pre-treatment | Danny T adit water | N | BCR without pre-treatment | Batteries used to run metering pump, slurry mixer, and timer switch | Remote central Montana, southeast of Great Falls/no constraints noted | Pilot | June - September 2013 | Bicarbonate | Bicarbonate | mg/L as HCO3 | N | N/A | [9 empty] | 85 | 1 U | Not Applicable | Data not provided | Data not provided | Data not provided | Data not provided | Data not provided | Data not provided | Data not provided | Data not provided |  | Effluent | 5.67 | 2.31 | mg/L | 19.52 | °C | Data not provided | N/A | Data not provided | N/A | 57.6 | mV | 3034 | µS/cm | 23 | %DO | Data not provided | Data not provided | Data not provided | Data not provided | Data not provided | Data not provided | Data not provided | Data not provided | Data not provided | Data not provided | Results support the need for pretreatment of high acidity MIW ahead of the BCR. | Data not provided | Substrate: sawdust, wood chips, compost, dairy manure and limestone chips. BCR substrate composition was modified due to a shortage of available manure and limestone. The shortage of manure and limestone may have had a negative impact on treatment effectiveness in the BCRs. | Data not provided | Data not provided | U = under the detection limit.
Final Danny T Adit Treatability Study Year 1 Technical Memorandum, Barker-Hughesville Mining District Superfund Site Cascade and Judith Basin Counties, Montana | BARKER HUGHESVILLE MINING DISTRICT | MT6122307485 | N/A | N/A | BCR2 | Data not provided | Biochemical reactor (BCR) with SAPS pre-treatment (BCR2) | Passive | Biochemical reactor (BCR) | Pre-treatment | Danny T adit water | Y | BCR with pre-treatment | Batteries used to run metering pump, slurry mixer, and timer switch | Remote central Montana, southeast of Great Falls/no constraints noted | Pilot | June - September 2013 | Bicarbonate | Bicarbonate | mg/L as HCO3 | N | N/A | 1 U | 120–2,000 | Not Applicable | [9 empty] | Data not provided | Data not provided | Data not provided | Data not provided | Data not provided | Data not provided | Data not provided | Data not provided |  | Influent | 2.72–2.94 | NA–6.48 | mg/L | 16.34–25.14 | °C | Data not provided | N/A | Data not provided | N/A | 382.6–492.7 | mV | 1,332–3,394 | µS/cm | NA–43.7 | %DO | Data not provided | Data not provided | Data not provided | Data not provided | Data not provided | Data not provided | Data not provided | Data not provided | Data not provided | Data not provided | Data not provided | Data not provided | Substrate: sawdust, wood chips, compost, dairy manure and limestone chips. BCR substrate composition was modified due to a shortage of available manure and limestone. The shortage of manure and limestone may have had a negative impact on treatment effectiveness in the BCRs. | Data not provided | All influent values below the detection limit | U = under the detection limit. A range of values is shown to reflect multiple days with influent below the detection limit.
Final Danny T Adit Treatability Study Year 1 Technical Memorandum, Barker-Hughesville Mining District Superfund Site Cascade and Judith Basin Counties, Montana | BARKER HUGHESVILLE MINING DISTRICT | MT6122307485 | N/A | N/A | BCR2 | Data not provided | Biochemical reactor (BCR) with SAPS pre-treatment (BCR2) | Passive | Biochemical reactor (BCR) | Pre-treatment | Danny T adit water | Y | BCR with pre-treatment | Batteries used to run metering pump, slurry mixer, and timer switch | Remote central Montana, southeast of Great Falls/no constraints noted | Pilot | June - September 2013 | Bicarbonate | Bicarbonate | mg/L as HCO3 | N | N/A |  |  |  | 1 U | 120–2,000 | Not Applicable | [6 empty] | Data not provided | Data not provided | Data not provided | Data not provided | Data not provided | Data not provided | Data not provided | Data not provided |  | Influent | 2.72–2.94 | NA–6.48 | mg/L | 16.34–25.14 | °C | Data not provided | N/A | Data not provided | N/A | 382.6–492.7 | mV | 1,332–3,394 | µS/cm | NA–43.7 | %DO | Data not provided | Data not provided | Data not provided | Data not provided | Data not provided | Data not provided | Data not provided | Data not provided | Data not provided | Data not provided | Data not provided | Data not provided | Substrate: sawdust, wood chips, compost, dairy manure and limestone chips. BCR substrate composition was modified due to a shortage of available manure and limestone. The shortage of manure and limestone may have had a negative impact on treatment effectiveness in the BCRs. | Data not provided | All influent values below the detection limit | U = under the detection limit. A range of values is shown to reflect multiple days with influent below the detection limit.
Final Danny T Adit Treatability Study Year 1 Technical Memorandum, Barker-Hughesville Mining District Superfund Site Cascade and Judith Basin Counties, Montana | BARKER HUGHESVILLE MINING DISTRICT | MT6122307485 | N/A | N/A | BCR2 | Data not provided | Biochemical reactor (BCR) with SAPS pre-treatment (BCR2) | Passive | Biochemical reactor (BCR) | Pre-treatment | Danny T adit water | Y | BCR with pre-treatment | Batteries used to run metering pump, slurry mixer, and timer switch | Remote central Montana, southeast of Great Falls/no constraints noted | Pilot | June - September 2013 | Bicarbonate | Bicarbonate | mg/L as HCO3 | N | N/A | [6 empty] | 2000 | 1 U | Not Applicable |  |  |  | Data not provided | Data not provided | Data not provided | Data not provided | Data not provided | Data not provided | Data not provided | Data not provided |  | Effluent | 6.29 | 0.05 | mg/L | 20.2 | °C | Data not provided | N/A | Data not provided | N/A | -153.8 | mV | 4954 | µS/cm | None | N/A | Data not provided | Data not provided | Data not provided | Data not provided | Data not provided | Data not provided | Data not provided | Data not provided | Data not provided | Data not provided | Data not provided | Data not provided | Substrate: sawdust, wood chips, compost, dairy manure and limestone chips. BCR substrate composition was modified due to a shortage of available manure and limestone. The shortage of manure and limestone may have had a negative impact on treatment effectiveness in the BCRs. | Data not provided | Data not provided | U = under the detection limit.
Final Danny T Adit Treatability Study Year 1 Technical Memorandum, Barker-Hughesville Mining District Superfund Site Cascade and Judith Basin Counties, Montana | BARKER HUGHESVILLE MINING DISTRICT | MT6122307485 | N/A | N/A | BCR2 | Data not provided | Biochemical reactor (BCR) with SAPS pre-treatment (BCR2) | Passive | Biochemical reactor (BCR) | Pre-treatment | Danny T adit water | Y | BCR with pre-treatment | Batteries used to run metering pump, slurry mixer, and timer switch | Remote central Montana, southeast of Great Falls/no constraints noted | Pilot | June - September 2013 | Bicarbonate | Bicarbonate | mg/L as HCO3 | N | N/A | [9 empty] | 120 | 1 U | Not Applicable | Data not provided | Data not provided | Data not provided | Data not provided | Data not provided | Data not provided | Data not provided | Data not provided |  | Effluent | 6.16 | 1.67 | mg/L | 17.67 | °C | Data not provided | N/A | Data not provided | N/A | -28 | mV | 2187 | µS/cm | 17.8 | %DO | Data not provided | Data not provided | Data not provided | Data not provided | Data not provided | Data not provided | Data not provided | Data not provided | Data not provided | Data not provided | Data not provided | Data not provided | Substrate: sawdust, wood chips, compost, dairy manure and limestone chips. BCR substrate composition was modified due to a shortage of available manure and limestone. The shortage of manure and limestone may have had a negative impact on treatment effectiveness in the BCRs. | Data not provided | Data not provided | U = under the detection limit.
Final Danny T Adit Treatability Study Year 1 Technical Memorandum, Barker-Hughesville Mining District Superfund Site Cascade and Judith Basin Counties, Montana | BARKER HUGHESVILLE MINING DISTRICT | MT6122307485 | N/A | N/A | BCR3 | Data not provided | Biochemical reactor (BCR) with CHIT pre-treatment (BCR3) | Passive | Biochemical reactor (BCR) | Pre-treatment | Danny T adit water | Y | BCR with pre-treatment | Batteries used to run metering pump, slurry mixer, and timer switch | Remote central Montana, southeast of Great Falls/no constraints noted | Pilot | June - September 2013 | Bicarbonate | Bicarbonate | mg/L as HCO3 | N | N/A | 1 U | 1,600–3,200 | Not Applicable | [9 empty] | Data not provided | Data not provided | Data not provided | Data not provided | Data not provided | Data not provided | Data not provided | Data not provided |  | Influent | 2.72–2.94 | NA–6.48 | mg/L | 16.34–25.14 | °C | Data not provided | N/A | Data not provided | N/A | 382.6–492.7 | mV | 1,332–3,394 | µS/cm | NA–43.7 | %DO | Data not provided | Data not provided | Data not provided | Data not provided | Data not provided | Data not provided | Data not provided | Data not provided | Data not provided | Data not provided | Data not provided | Data not provided | Substrate: sawdust, wood chips, compost, dairy manure and limestone chips. BCR substrate composition was modified due to a shortage of available manure and limestone. The shortage of manure and limestone may have had a negative impact on treatment effectiveness in the BCRs. | Data not provided | All influent values below the detection limit | U = under the detection limit. A range of values is shown to reflect multiple days with influent below the detection limit.
Final Danny T Adit Treatability Study Year 1 Technical Memorandum, Barker-Hughesville Mining District Superfund Site Cascade and Judith Basin Counties, Montana | BARKER HUGHESVILLE MINING DISTRICT | MT6122307485 | N/A | N/A | BCR3 | Data not provided | Biochemical reactor (BCR) with CHIT pre-treatment (BCR3) | Passive | Biochemical reactor (BCR) | Pre-treatment | Danny T adit water | Y | BCR with pre-treatment | Batteries used to run metering pump, slurry mixer, and timer switch | Remote central Montana, southeast of Great Falls/no constraints noted | Pilot | June - September 2013 | Bicarbonate | Bicarbonate | mg/L as HCO3 | N | N/A |  |  |  | 1 U | 1,600–3,200 | Not Applicable | [6 empty] | Data not provided | Data not provided | Data not provided | Data not provided | Data not provided | Data not provided | Data not provided | Data not provided |  | Influent | 2.72–2.94 | NA–6.48 | mg/L | 16.34–25.14 | °C | Data not provided | N/A | Data not provided | N/A | 382.6–492.7 | mV | 1,332–3,394 | µS/cm | NA–43.7 | %DO | Data not provided | Data not provided | Data not provided | Data not provided | Data not provided | Data not provided | Data not provided | Data not provided | Data not provided | Data not provided | Data not provided | Data not provided | Substrate: sawdust, wood chips, compost, dairy manure and limestone chips. BCR substrate composition was modified due to a shortage of available manure and limestone. The shortage of manure and limestone may have had a negative impact on treatment effectiveness in the BCRs. | Data not provided | All influent values below the detection limit | U = under the detection limit. A range of values is shown to reflect multiple days with influent below the detection limit.
Final Danny T Adit Treatability Study Year 1 Technical Memorandum, Barker-Hughesville Mining District Superfund Site Cascade and Judith Basin Counties, Montana | BARKER HUGHESVILLE MINING DISTRICT | MT6122307485 | N/A | N/A | BCR3 | Data not provided | Biochemical reactor (BCR) with CHIT pre-treatment (BCR3) | Passive | Biochemical reactor (BCR) | Pre-treatment | Danny T adit water | Y | BCR with pre-treatment | Batteries used to run metering pump, slurry mixer, and timer switch | Remote central Montana, southeast of Great Falls/no constraints noted | Pilot | June - September 2013 | Bicarbonate | Bicarbonate | mg/L as HCO3 | N | N/A | [6 empty] | 3200 | 1 U | Not Applicable |  |  |  | Data not provided | Data not provided | Data not provided | Data not provided | Data not provided | Data not provided | Data not provided | Data not provided |  | Effluent | 6.4–6.81 | 0.10–1.95 | mg/L | 20.21–21.09 | °C | Data not provided | N/A | Data not provided | N/A | (-)303.4–(-)267.5 | mV | 6,424–7,172 | µS/cm | NA–22.5 | %DO | Data not provided | Data not provided | Data not provided | Data not provided | Data not provided | Data not provided | Data not provided | Data not provided | Data not provided | Data not provided | Data not provided | Data not provided | Substrate: sawdust, wood chips, compost, dairy manure and limestone chips. BCR substrate composition was modified due to a shortage of available manure and limestone. The shortage of manure and limestone may have had a negative impact on treatment effectiveness in the BCRs. | Data not provided | Data not provided | U = under the detection limit. A range of values is shown to reflect more than one day with the same effluent.
Final Danny T Adit Treatability Study Year 1 Technical Memorandum, Barker-Hughesville Mining District Superfund Site Cascade and Judith Basin Counties, Montana | BARKER HUGHESVILLE MINING DISTRICT | MT6122307485 | N/A | N/A | BCR3 | Data not provided | Biochemical reactor (BCR) with CHIT pre-treatment (BCR3) | Passive | Biochemical reactor (BCR) | Pre-treatment | Danny T adit water | Y | BCR with pre-treatment | Batteries used to run metering pump, slurry mixer, and timer switch | Remote central Montana, southeast of Great Falls/no constraints noted | Pilot | June - September 2013 | Bicarbonate | Bicarbonate | mg/L as HCO3 | N | N/A | [9 empty] | 1600 | 1 U | Not Applicable | Data not provided | Data not provided | Data not provided | Data not provided | Data not provided | Data not provided | Data not provided | Data not provided |  | Effluent | 6.55 | 2.79 | mg/L | 16.81 | °C | Data not provided | N/A | Data not provided | N/A | -247.5 | mV | 6207 | µS/cm | 28.3 | %DO | Data not provided | Data not provided | Data not provided | Data not provided | Data not provided | Data not provided | Data not provided | Data not provided | Data not provided | Data not provided | Data not provided | Data not provided | Substrate: sawdust, wood chips, compost, dairy manure and limestone chips. BCR substrate composition was modified due to a shortage of available manure and limestone. The shortage of manure and limestone may have had a negative impact on treatment effectiveness in the BCRs. | Data not provided | Data not provided | U = under the detection limit.
Final Danny T Adit Treatability Study Year 1 Technical Memorandum, Barker-Hughesville Mining District Superfund Site Cascade and Judith Basin Counties, Montana | BARKER HUGHESVILLE MINING DISTRICT | MT6122307485 | N/A | N/A | SAPS | Data not provided | Successive alkalinity producing system (SAPS) pre-treatment | Passive | Successive alkalinity producing system (SAPS) | Pre-treatment | Danny T adit water | Y | Pre-treatment | Batteries used to run metering pump, slurry mixer, and timer switch | Remote central Montana, southeast of Great Falls/no constraints noted | Pilot | June - September 2013 | Bicarbonate | Bicarbonate | mg/L as HCO3 | N | N/A | 1 U | 1–910 | Not Applicable | [9 empty] | Data not provided | Data not provided | Data not provided | Data not provided | Data not provided | Data not provided | Data not provided | Data not provided |  | Influent | 2.72–2.94 | NA–6.48 | mg/L | 16.34–25.14 | °C | Data not provided | N/A | Data not provided | N/A | 382.6–492.7 | mV | 1,332–3,394 | µS/cm | NA–43.7 | %DO | Data not provided | Data not provided | Data not provided | Data not provided | Data not provided | Data not provided | Data not provided | Data not provided | Data not provided | Data not provided | Data not provided | Data not provided | Pre-treatment substrate of limestone gravel overlain by a manure and compost layer. | Data not provided | All influent values below the detection limit | U = under the detection limit. A range of values is shown to reflect multiple days with influent below the detection limit.
Final Danny T Adit Treatability Study Year 1 Technical Memorandum, Barker-Hughesville Mining District Superfund Site Cascade and Judith Basin Counties, Montana | BARKER HUGHESVILLE MINING DISTRICT | MT6122307485 | N/A | N/A | SAPS | Data not provided | Successive alkalinity producing system (SAPS) pre-treatment | Passive | Successive alkalinity producing system (SAPS) | Pre-treatment | Danny T adit water | Y | Pre-treatment | Batteries used to run metering pump, slurry mixer, and timer switch | Remote central Montana, southeast of Great Falls/no constraints noted | Pilot | June - September 2013 | Bicarbonate | Bicarbonate | mg/L as HCO3 | N | N/A |  |  |  | 1 U | 1–910 | Not Applicable | [6 empty] | Data not provided | Data not provided | Data not provided | Data not provided | Data not provided | Data not provided | Data not provided | Data not provided |  | Influent | 2.72–2.94 | NA–6.48 | mg/L | 16.34–25.14 | °C | Data not provided | N/A | Data not provided | N/A | 382.6–492.7 | mV | 1,332–3,394 | µS/cm | NA–43.7 | %DO | Data not provided | Data not provided | Data not provided | Data not provided | Data not provided | Data not provided | Data not provided | Data not provided | Data not provided | Data not provided | Data not provided | Data not provided | Pre-treatment substrate of limestone gravel overlain by a manure and compost layer. | Data not provided | All influent values below the detection limit | U = under the detection limit. A range of values is shown to reflect multiple days with influent below the detection limit.
Final Danny T Adit Treatability Study Year 1 Technical Memorandum, Barker-Hughesville Mining District Superfund Site Cascade and Judith Basin Counties, Montana | BARKER HUGHESVILLE MINING DISTRICT | MT6122307485 | N/A | N/A | SAPS | Data not provided | Successive alkalinity producing system (SAPS) pre-treatment | Passive | Successive alkalinity producing system (SAPS) | Pre-treatment | Danny T adit water | Y | Pre-treatment | Batteries used to run metering pump, slurry mixer, and timer switch | Remote central Montana, southeast of Great Falls/no constraints noted | Pilot | June - September 2013 | Bicarbonate | Bicarbonate | mg/L as HCO3 | N | N/A | [6 empty] | 910 | 1 U | Not Applicable |  |  |  | Data not provided | Data not provided | Data not provided | Data not provided | Data not provided | Data not provided | Data not provided | Data not provided |  | Effluent | 6.38 | 0.09 | mg/L | 21.97 | °C | Data not provided | N/A | Data not provided | N/A | -157.6 | mV | 2434 | µS/cm | None | N/A | Data not provided | Data not provided | Data not provided | Data not provided | Data not provided | Data not provided | Data not provided | Data not provided | Data not provided | Data not provided | Data not provided | Data not provided | Pre-treatment substrate of limestone gravel overlain by a manure and compost layer. | Data not provided | Data not provided | U = under the detection limit.
Final Danny T Adit Treatability Study Year 1 Technical Memorandum, Barker-Hughesville Mining District Superfund Site Cascade and Judith Basin Counties, Montana | BARKER HUGHESVILLE MINING DISTRICT | MT6122307485 | N/A | N/A | SAPS | Data not provided | Successive alkalinity producing system (SAPS) pre-treatment | Passive | Successive alkalinity producing system (SAPS) | Pre-treatment | Danny T adit water | Y | Pre-treatment | Batteries used to run metering pump, slurry mixer, and timer switch | Remote central Montana, southeast of Great Falls/no constraints noted | Pilot | June - September 2013 | Bicarbonate | Bicarbonate | mg/L as HCO3 | N | N/A | [9 empty] | 1 | 1 U | Not Applicable | Data not provided | Data not provided | Data not provided | Data not provided | Data not provided | Data not provided | Data not provided | Data not provided |  | Effluent | 5.11 | 2.36 | mg/L | 13.38 | °C | Data not provided | N/A | Data not provided | N/A | 178.3 | mV | 2347 | µS/cm | 22.9 | %DO | Data not provided | Data not provided | Data not provided | Data not provided | Data not provided | Data not provided | Data not provided | Data not provided | Data not provided | Data not provided | Data not provided | Data not provided | Pre-treatment substrate of limestone gravel overlain by a manure and compost layer. | Data not provided | Data not provided | U = under the detection limit.
Final Danny T Adit Treatability Study Year 1 Technical Memorandum, Barker-Hughesville Mining District Superfund Site Cascade and Judith Basin Counties, Montana | BARKER HUGHESVILLE MINING DISTRICT | MT6122307485 | N/A | N/A | CHIT | Data not provided | Chitorem pre-treatment (CHIT) | Passive | Chitorem® | Pre-treatment | Danny T adit water | Y | Pre-treatment | Batteries used to run metering pump, slurry mixer, and timer switch | Remote central Montana, southeast of Great Falls/no constraints noted | Pilot | June - September 2013 | Bicarbonate | Bicarbonate | mg/L as HCO3 | N | N/A | 1 U | 750–28,000 | Not Applicable | [9 empty] | Data not provided | Data not provided | Data not provided | Data not provided | Data not provided | Data not provided | Data not provided | Data not provided |  | Influent | 2.72–2.94 | NA–6.48 | mg/L | 16.34–25.14 | °C | Data not provided | N/A | Data not provided | N/A | 382.6–492.7 | mV | 1,332–3,394 | µS/cm | NA–43.7 | %DO | Data not provided | Data not provided | Data not provided | Data not provided | Data not provided | Data not provided | Data not provided | Data not provided | Data not provided | Data not provided | The Chitorem/BCR3 treatment provided the best overall treatment performance for both metal removal and sustaining sulfate reducing conditions. | Data not provided | Chitorem is a proprietary material that contains calcium carbonate, protein, and chitin (crab shell). Also contains its own bacteria - material breaks down and produces carbonates (adds alkalinity). | The Chitorem substrate composition was modified by adding pea gravel to increase permeability. | All influent values below the detection limit | U = under the detection limit. A range of values is shown to reflect multiple days with influent below the detection limit.
Final Danny T Adit Treatability Study Year 1 Technical Memorandum, Barker-Hughesville Mining District Superfund Site Cascade and Judith Basin Counties, Montana | BARKER HUGHESVILLE MINING DISTRICT | MT6122307485 | N/A | N/A | CHIT | Data not provided | Chitorem pre-treatment (CHIT) | Passive | Chitorem® | Pre-treatment | Danny T adit water | Y | Pre-treatment | Batteries used to run metering pump, slurry mixer, and timer switch | Remote central Montana, southeast of Great Falls/no constraints noted | Pilot | June - September 2013 | Bicarbonate | Bicarbonate | mg/L as HCO3 | N | N/A |  |  |  | 1 U | 750–28,000 | Not Applicable | [6 empty] | Data not provided | Data not provided | Data not provided | Data not provided | Data not provided | Data not provided | Data not provided | Data not provided |  | Influent | 2.72–2.94 | NA–6.48 | mg/L | 16.34–25.14 | °C | Data not provided | N/A | Data not provided | N/A | 382.6–492.7 | mV | 1,332–3,394 | µS/cm | NA–43.7 | %DO | Data not provided | Data not provided | Data not provided | Data not provided | Data not provided | Data not provided | Data not provided | Data not provided | Data not provided | Data not provided | The Chitorem/BCR3 treatment provided the best overall treatment performance for both metal removal and sustaining sulfate reducing conditions. | Data not provided | Chitorem is a proprietary material that contains calcium carbonate, protein, and chitin (crab shell). Also contains its own bacteria - material breaks down and produces carbonates (adds alkalinity). | The Chitorem substrate composition was modified by adding pea gravel to increase permeability. | All influent values below the detection limit | U = under the detection limit. A range of values is shown to reflect multiple days with influent below the detection limit.
Final Danny T Adit Treatability Study Year 1 Technical Memorandum, Barker-Hughesville Mining District Superfund Site Cascade and Judith Basin Counties, Montana | BARKER HUGHESVILLE MINING DISTRICT | MT6122307485 | N/A | N/A | CHIT | Data not provided | Chitorem pre-treatment (CHIT) | Passive | Chitorem® | Pre-treatment | Danny T adit water | Y | Pre-treatment | Batteries used to run metering pump, slurry mixer, and timer switch | Remote central Montana, southeast of Great Falls/no constraints noted | Pilot | June - September 2013 | Bicarbonate | Bicarbonate | mg/L as HCO3 | N | N/A | [6 empty] | 28000 | 1 U | Not Applicable |  |  |  | Data not provided | Data not provided | Data not provided | Data not provided | Data not provided | Data not provided | Data not provided | Data not provided |  | Effluent | 6.65 | 0.05 | mg/L | 21.52 | °C | Data not provided | N/A | Data not provided | N/A | -206.8 | mV | 60571 | µS/cm | None | N/A | Data not provided | Data not provided | Data not provided | Data not provided | Data not provided | Data not provided | Data not provided | Data not provided | Data not provided | Data not provided | The Chitorem/BCR3 treatment provided the best overall treatment performance for both metal removal and sustaining sulfate reducing conditions. | Data not provided | Chitorem is a proprietary material that contains calcium carbonate, protein, and chitin (crab shell). Also contains its own bacteria - material breaks down and produces carbonates (adds alkalinity). | The Chitorem substrate composition was modified by adding pea gravel to increase permeability. | Data not provided | U = under the detection limit.
Final Danny T Adit Treatability Study Year 1 Technical Memorandum, Barker-Hughesville Mining District Superfund Site Cascade and Judith Basin Counties, Montana | BARKER HUGHESVILLE MINING DISTRICT | MT6122307485 | N/A | N/A | CHIT | Data not provided | Chitorem pre-treatment (CHIT) | Passive | Chitorem® | Pre-treatment | Danny T adit water | Y | Pre-treatment | Batteries used to run metering pump, slurry mixer, and timer switch | Remote central Montana, southeast of Great Falls/no constraints noted | Pilot | June - September 2013 | Bicarbonate | Bicarbonate | mg/L as HCO3 | N | N/A | [9 empty] | 750 | 1 U | Not Applicable | Data not provided | Data not provided | Data not provided | Data not provided | Data not provided | Data not provided | Data not provided | Data not provided |  | Effluent | 6.13 | 1.57 | mg/L | 17.53 | °C | Data not provided | N/A | Data not provided | N/A | -57.3 | mV | 5450 | µS/cm | 17.1 | %DO | Data not provided | Data not provided | Data not provided | Data not provided | Data not provided | Data not provided | Data not provided | Data not provided | Data not provided | Data not provided | The Chitorem/BCR3 treatment provided the best overall treatment performance for both metal removal and sustaining sulfate reducing conditions. | Data not provided | Chitorem is a proprietary material that contains calcium carbonate, protein, and chitin (crab shell). Also contains its own bacteria - material breaks down and produces carbonates (adds alkalinity). | The Chitorem substrate composition was modified by adding pea gravel to increase permeability. | Data not provided | U = under the detection limit.
Final Danny T Adit Treatability Study Year 1 Technical Memorandum, Barker-Hughesville Mining District Superfund Site Cascade and Judith Basin Counties, Montana | BARKER HUGHESVILLE MINING DISTRICT | MT6122307485 | N/A | N/A | BCR1 | Data not provided | Biochemical reactor (BCR) without pre-treatment (BCR1) | Passive | Biochemical reactor (BCR) | No pre-treatment | Danny T adit water | N | BCR without pre-treatment | Batteries used to run metering pump, slurry mixer, and timer switch | Remote central Montana, southeast of Great Falls/no constraints noted | Pilot | June - September 2013 | BOD | Biochemical Oxygen Demand | mg/L | N | N/A | Data not provided | Data not provided | Not Applicable | [9 empty] | Data not provided | Data not provided | Data not provided | Data not provided | Data not provided | Data not provided | Data not provided | Data not provided |  | Influent | [5 empty] | Data not provided | N/A | Data not provided | N/A | Data not provided | N/A | Data not provided | N/A | None | N/A | Data not provided | Data not provided | Data not provided | Data not provided | Data not provided | Data not provided | Data not provided | Data not provided | Data not provided | Data not provided | Results support the need for pretreatment of high acidity MIW ahead of the BCR. | Data not provided | Substrate: sawdust, wood chips, compost, dairy manure and limestone chips. BCR substrate composition was modified due to a shortage of available manure and limestone. The shortage of manure and limestone may have had a negative impact on treatment effectiveness in the BCRs. | Data not provided | No influent data.
Final Danny T Adit Treatability Study Year 1 Technical Memorandum, Barker-Hughesville Mining District Superfund Site Cascade and Judith Basin Counties, Montana | BARKER HUGHESVILLE MINING DISTRICT | MT6122307485 | N/A | N/A | BCR1 | Data not provided | Biochemical reactor (BCR) without pre-treatment (BCR1) | Passive | Biochemical reactor (BCR) | No pre-treatment | Danny T adit water | N | BCR without pre-treatment | Batteries used to run metering pump, slurry mixer, and timer switch | Remote central Montana, southeast of Great Falls/no constraints noted | Pilot | June - September 2013 | BOD | Biochemical Oxygen Demand | mg/L | N | N/A |  |  |  | Data not provided | Data not provided | Not Applicable | [6 empty] | Data not provided | Data not provided | Data not provided | Data not provided | Data not provided | Data not provided | Data not provided | Data not provided |  | Influent | [5 empty] | Data not provided | N/A | Data not provided | N/A | Data not provided | N/A | Data not provided | N/A | None | N/A | Data not provided | Data not provided | Data not provided | Data not provided | Data not provided | Data not provided | Data not provided | Data not provided | Data not provided | Data not provided | Results support the need for pretreatment of high acidity MIW ahead of the BCR. | Data not provided | Substrate: sawdust, wood chips, compost, dairy manure and limestone chips. BCR substrate composition was modified due to a shortage of available manure and limestone. The shortage of manure and limestone may have had a negative impact on treatment effectiveness in the BCRs. | Data not provided | No influent data.
Final Danny T Adit Treatability Study Year 1 Technical Memorandum, Barker-Hughesville Mining District Superfund Site Cascade and Judith Basin Counties, Montana | BARKER HUGHESVILLE MINING DISTRICT | MT6122307485 | N/A | N/A | BCR1 | Data not provided | Biochemical reactor (BCR) without pre-treatment (BCR1) | Passive | Biochemical reactor (BCR) | No pre-treatment | Danny T adit water | N | BCR without pre-treatment | Batteries used to run metering pump, slurry mixer, and timer switch | Remote central Montana, southeast of Great Falls/no constraints noted | Pilot | June - September 2013 | BOD | Biochemical Oxygen Demand | mg/L | N | N/A | [6 empty] | Data not provided | Data not provided | Not Applicable |  |  |  | Data not provided | Data not provided | Data not provided | Data not provided | Data not provided | Data not provided | Data not provided | Data not provided |  | Effluent | [5 empty] | Data not provided | N/A | Data not provided | N/A | Data not provided | N/A | Data not provided | N/A | None | N/A | Data not provided | Data not provided | Data not provided | Data not provided | Data not provided | Data not provided | Data not provided | Data not provided | Data not provided | Data not provided | Results support the need for pretreatment of high acidity MIW ahead of the BCR. | Data not provided | Substrate: sawdust, wood chips, compost, dairy manure and limestone chips. BCR substrate composition was modified due to a shortage of available manure and limestone. The shortage of manure and limestone may have had a negative impact on treatment effectiveness in the BCRs. | Data not provided | No influent data.
Final Danny T Adit Treatability Study Year 1 Technical Memorandum, Barker-Hughesville Mining District Superfund Site Cascade and Judith Basin Counties, Montana | BARKER HUGHESVILLE MINING DISTRICT | MT6122307485 | N/A | N/A | BCR1 | Data not provided | Biochemical reactor (BCR) without pre-treatment (BCR1) | Passive | Biochemical reactor (BCR) | No pre-treatment | Danny T adit water | N | BCR without pre-treatment | Batteries used to run metering pump, slurry mixer, and timer switch | Remote central Montana, southeast of Great Falls/no constraints noted | Pilot | June - September 2013 | BOD | Biochemical Oxygen Demand | mg/L | N | N/A | [9 empty] | Data not provided | Data not provided | Not Applicable | Data not provided | Data not provided | Data not provided | Data not provided | Data not provided | Data not provided | Data not provided | Data not provided |  | Effluent | [5 empty] | Data not provided | N/A | Data not provided | N/A | Data not provided | N/A | Data not provided | N/A | None | N/A | Data not provided | Data not provided | Data not provided | Data not provided | Data not provided | Data not provided | Data not provided | Data not provided | Data not provided | Data not provided | Results support the need for pretreatment of high acidity MIW ahead of the BCR. | Data not provided | Substrate: sawdust, wood chips, compost, dairy manure and limestone chips. BCR substrate composition was modified due to a shortage of available manure and limestone. The shortage of manure and limestone may have had a negative impact on treatment effectiveness in the BCRs. | Data not provided | No influent data.
Final Danny T Adit Treatability Study Year 1 Technical Memorandum, Barker-Hughesville Mining District Superfund Site Cascade and Judith Basin Counties, Montana | BARKER HUGHESVILLE MINING DISTRICT | MT6122307485 | N/A | N/A | BCR2 | Data not provided | Biochemical reactor (BCR) with SAPS pre-treatment (BCR2) | Passive | Biochemical reactor (BCR) | Pre-treatment | Danny T adit water | Y | BCR with pre-treatment | Batteries used to run metering pump, slurry mixer, and timer switch | Remote central Montana, southeast of Great Falls/no constraints noted | Pilot | June - September 2013 | BOD | Biochemical Oxygen Demand | mg/L | N | N/A | Data not provided | Data not provided | Not Applicable | [9 empty] | Data not provided | Data not provided | Data not provided | Data not provided | Data not provided | Data not provided | Data not provided | Data not provided |  | Influent | [5 empty] | Data not provided | N/A | Data not provided | N/A | Data not provided | N/A | Data not provided | N/A | None | N/A | Data not provided | Data not provided | Data not provided | Data not provided | Data not provided | Data not provided | Data not provided | Data not provided | Data not provided | Data not provided | Data not provided | Data not provided | Substrate: sawdust, wood chips, compost, dairy manure and limestone chips. BCR substrate composition was modified due to a shortage of available manure and limestone. The shortage of manure and limestone may have had a negative impact on treatment effectiveness in the BCRs. | Data not provided | No influent data.
Final Danny T Adit Treatability Study Year 1 Technical Memorandum, Barker-Hughesville Mining District Superfund Site Cascade and Judith Basin Counties, Montana | BARKER HUGHESVILLE MINING DISTRICT | MT6122307485 | N/A | N/A | BCR2 | Data not provided | Biochemical reactor (BCR) with SAPS pre-treatment (BCR2) | Passive | Biochemical reactor (BCR) | Pre-treatment | Danny T adit water | Y | BCR with pre-treatment | Batteries used to run metering pump, slurry mixer, and timer switch | Remote central Montana, southeast of Great Falls/no constraints noted | Pilot | June - September 2013 | BOD | Biochemical Oxygen Demand | mg/L | N | N/A |  |  |  | Data not provided | Data not provided | Not Applicable | [6 empty] | Data not provided | Data not provided | Data not provided | Data not provided | Data not provided | Data not provided | Data not provided | Data not provided |  | Influent | [5 empty] | Data not provided | N/A | Data not provided | N/A | Data not provided | N/A | Data not provided | N/A | None | N/A | Data not provided | Data not provided | Data not provided | Data not provided | Data not provided | Data not provided | Data not provided | Data not provided | Data not provided | Data not provided | Data not provided | Data not provided | Substrate: sawdust, wood chips, compost, dairy manure and limestone chips. BCR substrate composition was modified due to a shortage of available manure and limestone. The shortage of manure and limestone may have had a negative impact on treatment effectiveness in the BCRs. | Data not provided | No influent data.
Final Danny T Adit Treatability Study Year 1 Technical Memorandum, Barker-Hughesville Mining District Superfund Site Cascade and Judith Basin Counties, Montana | BARKER HUGHESVILLE MINING DISTRICT | MT6122307485 | N/A | N/A | BCR2 | Data not provided | Biochemical reactor (BCR) with SAPS pre-treatment (BCR2) | Passive | Biochemical reactor (BCR) | Pre-treatment | Danny T adit water | Y | BCR with pre-treatment | Batteries used to run metering pump, slurry mixer, and timer switch | Remote central Montana, southeast of Great Falls/no constraints noted | Pilot | June - September 2013 | BOD | Biochemical Oxygen Demand | mg/L | N | N/A | [6 empty] | 94 | Data not provided | Not Applicable |  |  |  | Data not provided | Data not provided | Data not provided | Data not provided | Data not provided | Data not provided | Data not provided | Data not provided |  | Effluent | 6.32 | 0.56 | mg/L | 21.15 | °C | Data not provided | N/A | Data not provided | N/A | -67.7 | mV | 2552 | µS/cm | None | N/A | Data not provided | Data not provided | Data not provided | Data not provided | Data not provided | Data not provided | Data not provided | Data not provided | Data not provided | Data not provided | Data not provided | Data not provided | Substrate: sawdust, wood chips, compost, dairy manure and limestone chips. BCR substrate composition was modified due to a shortage of available manure and limestone. The shortage of manure and limestone may have had a negative impact on treatment effectiveness in the BCRs. | Data not provided | No influent data.
Final Danny T Adit Treatability Study Year 1 Technical Memorandum, Barker-Hughesville Mining District Superfund Site Cascade and Judith Basin Counties, Montana | BARKER HUGHESVILLE MINING DISTRICT | MT6122307485 | N/A | N/A | BCR2 | Data not provided | Biochemical reactor (BCR) with SAPS pre-treatment (BCR2) | Passive | Biochemical reactor (BCR) | Pre-treatment | Danny T adit water | Y | BCR with pre-treatment | Batteries used to run metering pump, slurry mixer, and timer switch | Remote central Montana, southeast of Great Falls/no constraints noted | Pilot | June - September 2013 | BOD | Biochemical Oxygen Demand | mg/L | N | N/A | [9 empty] | 35 U | Data not provided | Not Applicable | Data not provided | Data not provided | Data not provided | Data not provided | Data not provided | Data not provided | Data not provided | Data not provided |  | Effluent | 6.26 | 8.52 | mg/L | 18.4 | °C | Data not provided | N/A | Data not provided | N/A | 19.4 | mV | 3224 | µS/cm | 92.1 | %DO | Data not provided | Data not provided | Data not provided | Data not provided | Data not provided | Data not provided | Data not provided | Data not provided | Data not provided | Data not provided | Data not provided | Data not provided | Substrate: sawdust, wood chips, compost, dairy manure and limestone chips. BCR substrate composition was modified due to a shortage of available manure and limestone. The shortage of manure and limestone may have had a negative impact on treatment effectiveness in the BCRs. | Data not provided | No influent data. | U = under the detection limit.
Final Danny T Adit Treatability Study Year 1 Technical Memorandum, Barker-Hughesville Mining District Superfund Site Cascade and Judith Basin Counties, Montana | BARKER HUGHESVILLE MINING DISTRICT | MT6122307485 | N/A | N/A | BCR3 | Data not provided | Biochemical reactor (BCR) with CHIT pre-treatment (BCR3) | Passive | Biochemical reactor (BCR) | Pre-treatment | Danny T adit water | Y | BCR with pre-treatment | Batteries used to run metering pump, slurry mixer, and timer switch | Remote central Montana, southeast of Great Falls/no constraints noted | Pilot | June - September 2013 | BOD | Biochemical Oxygen Demand | mg/L | N | N/A | Data not provided | Data not provided | Not Applicable | [9 empty] | Data not provided | Data not provided | Data not provided | Data not provided | Data not provided | Data not provided | Data not provided | Data not provided |  | Influent | [5 empty] | Data not provided | N/A | Data not provided | N/A | Data not provided | N/A | Data not provided | N/A | None | N/A | Data not provided | Data not provided | Data not provided | Data not provided | Data not provided | Data not provided | Data not provided | Data not provided | Data not provided | Data not provided | Data not provided | Data not provided | Substrate: sawdust, wood chips, compost, dairy manure and limestone chips. BCR substrate composition was modified due to a shortage of available manure and limestone. The shortage of manure and limestone may have had a negative impact on treatment effectiveness in the BCRs. | Data not provided | No influent data.
Final Danny T Adit Treatability Study Year 1 Technical Memorandum, Barker-Hughesville Mining District Superfund Site Cascade and Judith Basin Counties, Montana | BARKER HUGHESVILLE MINING DISTRICT | MT6122307485 | N/A | N/A | BCR3 | Data not provided | Biochemical reactor (BCR) with CHIT pre-treatment (BCR3) | Passive | Biochemical reactor (BCR) | Pre-treatment | Danny T adit water | Y | BCR with pre-treatment | Batteries used to run metering pump, slurry mixer, and timer switch | Remote central Montana, southeast of Great Falls/no constraints noted | Pilot | June - September 2013 | BOD | Biochemical Oxygen Demand | mg/L | N | N/A |  |  |  | Data not provided | Data not provided | Not Applicable | [6 empty] | Data not provided | Data not provided | Data not provided | Data not provided | Data not provided | Data not provided | Data not provided | Data not provided |  | Influent | [5 empty] | Data not provided | N/A | Data not provided | N/A | Data not provided | N/A | Data not provided | N/A | None | N/A | Data not provided | Data not provided | Data not provided | Data not provided | Data not provided | Data not provided | Data not provided | Data not provided | Data not provided | Data not provided | Data not provided | Data not provided | Substrate: sawdust, wood chips, compost, dairy manure and limestone chips. BCR substrate composition was modified due to a shortage of available manure and limestone. The shortage of manure and limestone may have had a negative impact on treatment effectiveness in the BCRs. | Data not provided | No influent data.
Final Danny T Adit Treatability Study Year 1 Technical Memorandum, Barker-Hughesville Mining District Superfund Site Cascade and Judith Basin Counties, Montana | BARKER HUGHESVILLE MINING DISTRICT | MT6122307485 | N/A | N/A | BCR3 | Data not provided | Biochemical reactor (BCR) with CHIT pre-treatment (BCR3) | Passive | Biochemical reactor (BCR) | Pre-treatment | Danny T adit water | Y | BCR with pre-treatment | Batteries used to run metering pump, slurry mixer, and timer switch | Remote central Montana, southeast of Great Falls/no constraints noted | Pilot | June - September 2013 | BOD | Biochemical Oxygen Demand | mg/L | N | N/A | [6 empty] | 1500 | Data not provided | Not Applicable |  |  |  | Data not provided | Data not provided | Data not provided | Data not provided | Data not provided | Data not provided | Data not provided | Data not provided |  | Effluent | 6.17 | 4.34 | mg/L | 17.84 | °C | Data not provided | N/A | Data not provided | N/A | -274.4 | mV | 5154 | µS/cm | 46.4 | %DO | Data not provided | Data not provided | Data not provided | Data not provided | Data not provided | Data not provided | Data not provided | Data not provided | Data not provided | Data not provided | Data not provided | Data not provided | Substrate: sawdust, wood chips, compost, dairy manure and limestone chips. BCR substrate composition was modified due to a shortage of available manure and limestone. The shortage of manure and limestone may have had a negative impact on treatment effectiveness in the BCRs. | Data not provided | No influent data.
Final Danny T Adit Treatability Study Year 1 Technical Memorandum, Barker-Hughesville Mining District Superfund Site Cascade and Judith Basin Counties, Montana | BARKER HUGHESVILLE MINING DISTRICT | MT6122307485 | N/A | N/A | BCR3 | Data not provided | Biochemical reactor (BCR) with CHIT pre-treatment (BCR3) | Passive | Biochemical reactor (BCR) | Pre-treatment | Danny T adit water | Y | BCR with pre-treatment | Batteries used to run metering pump, slurry mixer, and timer switch | Remote central Montana, southeast of Great Falls/no constraints noted | Pilot | June - September 2013 | BOD | Biochemical Oxygen Demand | mg/L | N | N/A | [9 empty] | 1400 | Data not provided | Not Applicable | Data not provided | Data not provided | Data not provided | Data not provided | Data not provided | Data not provided | Data not provided | Data not provided |  | Effluent | 6.75 | 2.38 | mg/L | 14.5 | °C | Data not provided | N/A | Data not provided | N/A | -325.7 | mV | 5866 | µS/cm | 23.5 | %DO | Data not provided | Data not provided | Data not provided | Data not provided | Data not provided | Data not provided | Data not provided | Data not provided | Data not provided | Data not provided | Data not provided | Data not provided | Substrate: sawdust, wood chips, compost, dairy manure and limestone chips. BCR substrate composition was modified due to a shortage of available manure and limestone. The shortage of manure and limestone may have had a negative impact on treatment effectiveness in the BCRs. | Data not provided | No influent data.
Final Danny T Adit Treatability Study Year 1 Technical Memorandum, Barker-Hughesville Mining District Superfund Site Cascade and Judith Basin Counties, Montana | BARKER HUGHESVILLE MINING DISTRICT | MT6122307485 | N/A | N/A | BCR4 | Data not provided | Biochemical reactor (BCR) with Mg(OH)2 pre-treatment (BCR4) | Passive | Biochemical reactor (BCR) | Pre-treatment | Danny T adit water | Y | BCR with pre-treatment | Batteries used to run metering pump, slurry mixer, and timer switch | Remote central Montana, southeast of Great Falls/no constraints noted | Pilot | June - September 2013 | BOD | Biochemical Oxygen Demand | mg/L | N | N/A | Data not provided | Data not provided | Not Applicable | [9 empty] | Data not provided | Data not provided | Data not provided | Data not provided | Data not provided | Data not provided | Data not provided | Data not provided |  | Influent | [5 empty] | Data not provided | N/A | Data not provided | N/A | Data not provided | N/A | Data not provided | N/A | None | N/A | Data not provided | Data not provided | Data not provided | Data not provided | Data not provided | Data not provided | Data not provided | Data not provided | Data not provided | Data not provided | Data not provided | Data not provided | Substrate: sawdust, wood chips, compost, dairy manure and limestone chips. BCR substrate composition was modified due to a shortage of available manure and limestone. The shortage of manure and limestone may have had a negative impact on treatment effectiveness in the BCRs. | Data not provided | No influent data.
Final Danny T Adit Treatability Study Year 1 Technical Memorandum, Barker-Hughesville Mining District Superfund Site Cascade and Judith Basin Counties, Montana | BARKER HUGHESVILLE MINING DISTRICT | MT6122307485 | N/A | N/A | BCR4 | Data not provided | Biochemical reactor (BCR) with Mg(OH)2 pre-treatment (BCR4) | Passive | Biochemical reactor (BCR) | Pre-treatment | Danny T adit water | Y | BCR with pre-treatment | Batteries used to run metering pump, slurry mixer, and timer switch | Remote central Montana, southeast of Great Falls/no constraints noted | Pilot | June - September 2013 | BOD | Biochemical Oxygen Demand | mg/L | N | N/A |  |  |  | Data not provided | Data not provided | Not Applicable | [6 empty] | Data not provided | Data not provided | Data not provided | Data not provided | Data not provided | Data not provided | Data not provided | Data not provided |  | Influent | [5 empty] | Data not provided | N/A | Data not provided | N/A | Data not provided | N/A | Data not provided | N/A | None | N/A | Data not provided | Data not provided | Data not provided | Data not provided | Data not provided | Data not provided | Data not provided | Data not provided | Data not provided | Data not provided | Data not provided | Data not provided | Substrate: sawdust, wood chips, compost, dairy manure and limestone chips. BCR substrate composition was modified due to a shortage of available manure and limestone. The shortage of manure and limestone may have had a negative impact on treatment effectiveness in the BCRs. | Data not provided | No influent data.
Final Danny T Adit Treatability Study Year 1 Technical Memorandum, Barker-Hughesville Mining District Superfund Site Cascade and Judith Basin Counties, Montana | BARKER HUGHESVILLE MINING DISTRICT | MT6122307485 | N/A | N/A | BCR4 | Data not provided | Biochemical reactor (BCR) with Mg(OH)2 pre-treatment (BCR4) | Passive | Biochemical reactor (BCR) | Pre-treatment | Danny T adit water | Y | BCR with pre-treatment | Batteries used to run metering pump, slurry mixer, and timer switch | Remote central Montana, southeast of Great Falls/no constraints noted | Pilot | June - September 2013 | BOD | Biochemical Oxygen Demand | mg/L | N | N/A | [6 empty] | 0.04 U | Data not provided | Not Applicable |  |  |  | Data not provided | Data not provided | Data not provided | Data not provided | Data not provided | Data not provided | Data not provided | Data not provided |  | Effluent | 7.02 | 1.65 | mg/L | 20.33 | °C | Data not provided | N/A | Data not provided | N/A | -171.3 | mV | 2018 | µS/cm | 18.5 | %DO | Data not provided | Data not provided | Data not provided | Data not provided | Data not provided | Data not provided | Data not provided | Data not provided | Data not provided | Data not provided | Data not provided | Data not provided | Substrate: sawdust, wood chips, compost, dairy manure and limestone chips. BCR substrate composition was modified due to a shortage of available manure and limestone. The shortage of manure and limestone may have had a negative impact on treatment effectiveness in the BCRs. | Data not provided | No influent data. Only one effluent observation available.
Final Danny T Adit Treatability Study Year 1 Technical Memorandum, Barker-Hughesville Mining District Superfund Site Cascade and Judith Basin Counties, Montana | BARKER HUGHESVILLE MINING DISTRICT | MT6122307485 | N/A | N/A | BCR4 | Data not provided | Biochemical reactor (BCR) with Mg(OH)2 pre-treatment (BCR4) | Passive | Biochemical reactor (BCR) | Pre-treatment | Danny T adit water | Y | BCR with pre-treatment | Batteries used to run metering pump, slurry mixer, and timer switch | Remote central Montana, southeast of Great Falls/no constraints noted | Pilot | June - September 2013 | BOD | Biochemical Oxygen Demand | mg/L | N | N/A | [9 empty] | 0.04 U | Data not provided | Not Applicable | Data not provided | Data not provided | Data not provided | Data not provided | Data not provided | Data not provided | Data not provided | Data not provided |  | Effluent | 7.02 | 1.65 | mg/L | 20.33 | °C | Data not provided | N/A | Data not provided | N/A | -171.3 | mV | 2018 | µS/cm | 18.5 | %DO | Data not provided | Data not provided | Data not provided | Data not provided | Data not provided | Data not provided | Data not provided | Data not provided | Data not provided | Data not provided | Data not provided | Data not provided | Substrate: sawdust, wood chips, compost, dairy manure and limestone chips. BCR substrate composition was modified due to a shortage of available manure and limestone. The shortage of manure and limestone may have had a negative impact on treatment effectiveness in the BCRs. | Data not provided | No influent data. Only one effluent observation available.
Final Danny T Adit Treatability Study Year 1 Technical Memorandum, Barker-Hughesville Mining District Superfund Site Cascade and Judith Basin Counties, Montana | BARKER HUGHESVILLE MINING DISTRICT | MT6122307485 | N/A | N/A | CHIT | Data not provided | Chitorem pre-treatment (CHIT) | Passive | Chitorem® | Pre-treatment | Danny T adit water | Y | Pre-treatment | Batteries used to run metering pump, slurry mixer, and timer switch | Remote central Montana, southeast of Great Falls/no constraints noted | Pilot | June - September 2013 | BOD | Biochemical Oxygen Demand | mg/L | N | N/A | Data not provided | Data not provided | Not Applicable | [9 empty] | Data not provided | Data not provided | Data not provided | Data not provided | Data not provided | Data not provided | Data not provided | Data not provided |  | Influent | [5 empty] | Data not provided | N/A | Data not provided | N/A | Data not provided | N/A | Data not provided | N/A | None | N/A | Data not provided | Data not provided | Data not provided | Data not provided | Data not provided | Data not provided | Data not provided | Data not provided | Data not provided | Data not provided | The Chitorem/BCR3 treatment provided the best overall treatment performance for both metal removal and sustaining sulfate reducing conditions. | Data not provided | Chitorem is a proprietary material that contains calcium carbonate, protein, and chitin (crab shell). Also contains its own bacteria - material breaks down and produces carbonates (adds alkalinity). | The Chitorem substrate composition was modified by adding pea gravel to increase permeability. | No influent data.
Final Danny T Adit Treatability Study Year 1 Technical Memorandum, Barker-Hughesville Mining District Superfund Site Cascade and Judith Basin Counties, Montana | BARKER HUGHESVILLE MINING DISTRICT | MT6122307485 | N/A | N/A | CHIT | Data not provided | Chitorem pre-treatment (CHIT) | Passive | Chitorem® | Pre-treatment | Danny T adit water | Y | Pre-treatment | Batteries used to run metering pump, slurry mixer, and timer switch | Remote central Montana, southeast of Great Falls/no constraints noted | Pilot | June - September 2013 | BOD | Biochemical Oxygen Demand | mg/L | N | N/A |  |  |  | Data not provided | Data not provided | Not Applicable | [6 empty] | Data not provided | Data not provided | Data not provided | Data not provided | Data not provided | Data not provided | Data not provided | Data not provided |  | Influent | [5 empty] | Data not provided | N/A | Data not provided | N/A | Data not provided | N/A | Data not provided | N/A | None | N/A | Data not provided | Data not provided | Data not provided | Data not provided | Data not provided | Data not provided | Data not provided | Data not provided | Data not provided | Data not provided | The Chitorem/BCR3 treatment provided the best overall treatment performance for both metal removal and sustaining sulfate reducing conditions. | Data not provided | Chitorem is a proprietary material that contains calcium carbonate, protein, and chitin (crab shell). Also contains its own bacteria - material breaks down and produces carbonates (adds alkalinity). | The Chitorem substrate composition was modified by adding pea gravel to increase permeability. | No influent data.
Final Danny T Adit Treatability Study Year 1 Technical Memorandum, Barker-Hughesville Mining District Superfund Site Cascade and Judith Basin Counties, Montana | BARKER HUGHESVILLE MINING DISTRICT | MT6122307485 | N/A | N/A | CHIT | Data not provided | Chitorem pre-treatment (CHIT) | Passive | Chitorem® | Pre-treatment | Danny T adit water | Y | Pre-treatment | Batteries used to run metering pump, slurry mixer, and timer switch | Remote central Montana, southeast of Great Falls/no constraints noted | Pilot | June - September 2013 | BOD | Biochemical Oxygen Demand | mg/L | N | N/A | [6 empty] | Data not provided | Data not provided | Not Applicable |  |  |  | Data not provided | Data not provided | Data not provided | Data not provided | Data not provided | Data not provided | Data not provided | Data not provided |  | Effluent | [5 empty] | Data not provided | N/A | Data not provided | N/A | Data not provided | N/A | Data not provided | N/A | None | N/A | Data not provided | Data not provided | Data not provided | Data not provided | Data not provided | Data not provided | Data not provided | Data not provided | Data not provided | Data not provided | The Chitorem/BCR3 treatment provided the best overall treatment performance for both metal removal and sustaining sulfate reducing conditions. | Data not provided | Chitorem is a proprietary material that contains calcium carbonate, protein, and chitin (crab shell). Also contains its own bacteria - material breaks down and produces carbonates (adds alkalinity). | The Chitorem substrate composition was modified by adding pea gravel to increase permeability. | No influent data.
Final Danny T Adit Treatability Study Year 1 Technical Memorandum, Barker-Hughesville Mining District Superfund Site Cascade and Judith Basin Counties, Montana | BARKER HUGHESVILLE MINING DISTRICT | MT6122307485 | N/A | N/A | CHIT | Data not provided | Chitorem pre-treatment (CHIT) | Passive | Chitorem® | Pre-treatment | Danny T adit water | Y | Pre-treatment | Batteries used to run metering pump, slurry mixer, and timer switch | Remote central Montana, southeast of Great Falls/no constraints noted | Pilot | June - September 2013 | BOD | Biochemical Oxygen Demand | mg/L | N | N/A | [9 empty] | Data not provided | Data not provided | Not Applicable | Data not provided | Data not provided | Data not provided | Data not provided | Data not provided | Data not provided | Data not provided | Data not provided |  | Effluent | [5 empty] | Data not provided | N/A | Data not provided | N/A | Data not provided | N/A | Data not provided | N/A | None | N/A | Data not provided | Data not provided | Data not provided | Data not provided | Data not provided | Data not provided | Data not provided | Data not provided | Data not provided | Data not provided | The Chitorem/BCR3 treatment provided the best overall treatment performance for both metal removal and sustaining sulfate reducing conditions. | Data not provided | Chitorem is a proprietary material that contains calcium carbonate, protein, and chitin (crab shell). Also contains its own bacteria - material breaks down and produces carbonates (adds alkalinity). | The Chitorem substrate composition was modified by adding pea gravel to increase permeability. | No influent data.
Final Danny T Adit Treatability Study Year 1 Technical Memorandum, Barker-Hughesville Mining District Superfund Site Cascade and Judith Basin Counties, Montana | BARKER HUGHESVILLE MINING DISTRICT | MT6122307485 | N/A | N/A | MGOH | Data not provided | Alkaline Addition pre-treatment - Mg(OH)2 | Passive | Magnesium hydroxide Mg(OH)2 | Pre-treatment | Danny T adit water | Y | Pre-treatment | Batteries used to run metering pump, slurry mixer, and timer switch | Remote central Montana, southeast of Great Falls/no constraints noted | Pilot | June - September 2013 | BOD | Biochemical Oxygen Demand | mg/L | N | N/A | Data not provided | Data not provided | Not Applicable | [9 empty] | Data not provided | Data not provided | Data not provided | Data not provided | Data not provided | Data not provided | Data not provided | Data not provided |  | Influent | [5 empty] | Data not provided | N/A | Data not provided | N/A | Data not provided | N/A | Data not provided | N/A | None | N/A | Data not provided | Data not provided | Data not provided | Data not provided | Data not provided | Data not provided | Data not provided | Data not provided | Data not provided | Data not provided | Data not provided | Data not provided | Alkaline addition using a magnesium hydroxide (Mg(OH)2) solution. | Data not provided | No influent data.
Final Danny T Adit Treatability Study Year 1 Technical Memorandum, Barker-Hughesville Mining District Superfund Site Cascade and Judith Basin Counties, Montana | BARKER HUGHESVILLE MINING DISTRICT | MT6122307485 | N/A | N/A | MGOH | Data not provided | Alkaline Addition pre-treatment - Mg(OH)2 | Passive | Magnesium hydroxide Mg(OH)2 | Pre-treatment | Danny T adit water | Y | Pre-treatment | Batteries used to run metering pump, slurry mixer, and timer switch | Remote central Montana, southeast of Great Falls/no constraints noted | Pilot | June - September 2013 | BOD | Biochemical Oxygen Demand | mg/L | N | N/A |  |  |  | Data not provided | Data not provided | Not Applicable | [6 empty] | Data not provided | Data not provided | Data not provided | Data not provided | Data not provided | Data not provided | Data not provided | Data not provided |  | Influent | [5 empty] | Data not provided | N/A | Data not provided | N/A | Data not provided | N/A | Data not provided | N/A | None | N/A | Data not provided | Data not provided | Data not provided | Data not provided | Data not provided | Data not provided | Data not provided | Data not provided | Data not provided | Data not provided | Data not provided | Data not provided | Alkaline addition using a magnesium hydroxide (Mg(OH)2) solution. | Data not provided | No influent data.
Final Danny T Adit Treatability Study Year 1 Technical Memorandum, Barker-Hughesville Mining District Superfund Site Cascade and Judith Basin Counties, Montana | BARKER HUGHESVILLE MINING DISTRICT | MT6122307485 | N/A | N/A | MGOH | Data not provided | Alkaline Addition pre-treatment - Mg(OH)2 | Passive | Magnesium hydroxide Mg(OH)2 | Pre-treatment | Danny T adit water | Y | Pre-treatment | Batteries used to run metering pump, slurry mixer, and timer switch | Remote central Montana, southeast of Great Falls/no constraints noted | Pilot | June - September 2013 | BOD | Biochemical Oxygen Demand | mg/L | N | N/A | [6 empty] | Data not provided | Data not provided | Not Applicable |  |  |  | Data not provided | Data not provided | Data not provided | Data not provided | Data not provided | Data not provided | Data not provided | Data not provided |  | Effluent | [5 empty] | Data not provided | N/A | Data not provided | N/A | Data not provided | N/A | Data not provided | N/A | None | N/A | Data not provided | Data not provided | Data not provided | Data not provided | Data not provided | Data not provided | Data not provided | Data not provided | Data not provided | Data not provided | Data not provided | Data not provided | Alkaline addition using a magnesium hydroxide (Mg(OH)2) solution. | Data not provided | No influent data.
Final Danny T Adit Treatability Study Year 1 Technical Memorandum, Barker-Hughesville Mining District Superfund Site Cascade and Judith Basin Counties, Montana | BARKER HUGHESVILLE MINING DISTRICT | MT6122307485 | N/A | N/A | MGOH | Data not provided | Alkaline Addition pre-treatment - Mg(OH)2 | Passive | Magnesium hydroxide Mg(OH)2 | Pre-treatment | Danny T adit water | Y | Pre-treatment | Batteries used to run metering pump, slurry mixer, and timer switch | Remote central Montana, southeast of Great Falls/no constraints noted | Pilot | June - September 2013 | BOD | Biochemical Oxygen Demand | mg/L | N | N/A | [9 empty] | Data not provided | Data not provided | Not Applicable | Data not provided | Data not provided | Data not provided | Data not provided | Data not provided | Data not provided | Data not provided | Data not provided |  | Effluent | [5 empty] | Data not provided | N/A | Data not provided | N/A | Data not provided | N/A | Data not provided | N/A | None | N/A | Data not provided | Data not provided | Data not provided | Data not provided | Data not provided | Data not provided | Data not provided | Data not provided | Data not provided | Data not provided | Data not provided | Data not provided | Alkaline addition using a magnesium hydroxide (Mg(OH)2) solution. | Data not provided | No influent data.
Final Danny T Adit Treatability Study Year 1 Technical Memorandum, Barker-Hughesville Mining District Superfund Site Cascade and Judith Basin Counties, Montana | BARKER HUGHESVILLE MINING DISTRICT | MT6122307485 | N/A | N/A | SAPS | Data not provided | Successive alkalinity producing system (SAPS) pre-treatment | Passive | Successive alkalinity producing system (SAPS) | Pre-treatment | Danny T adit water | Y | Pre-treatment | Batteries used to run metering pump, slurry mixer, and timer switch | Remote central Montana, southeast of Great Falls/no constraints noted | Pilot | June - September 2013 | BOD | Biochemical Oxygen Demand | mg/L | N | N/A | Data not provided | Data not provided | Not Applicable | [9 empty] | Data not provided | Data not provided | Data not provided | Data not provided | Data not provided | Data not provided | Data not provided | Data not provided |  | Influent | [5 empty] | Data not provided | N/A | Data not provided | N/A | Data not provided | N/A | Data not provided | N/A | None | N/A | Data not provided | Data not provided | Data not provided | Data not provided | Data not provided | Data not provided | Data not provided | Data not provided | Data not provided | Data not provided | Data not provided | Data not provided | Pre-treatment substrate of limestone gravel overlain by a manure and compost layer. | Data not provided | No influent data.
Final Danny T Adit Treatability Study Year 1 Technical Memorandum, Barker-Hughesville Mining District Superfund Site Cascade and Judith Basin Counties, Montana | BARKER HUGHESVILLE MINING DISTRICT | MT6122307485 | N/A | N/A | SAPS | Data not provided | Successive alkalinity producing system (SAPS) pre-treatment | Passive | Successive alkalinity producing system (SAPS) | Pre-treatment | Danny T adit water | Y | Pre-treatment | Batteries used to run metering pump, slurry mixer, and timer switch | Remote central Montana, southeast of Great Falls/no constraints noted | Pilot | June - September 2013 | BOD | Biochemical Oxygen Demand | mg/L | N | N/A |  |  |  | Data not provided | Data not provided | Not Applicable | [6 empty] | Data not provided | Data not provided | Data not provided | Data not provided | Data not provided | Data not provided | Data not provided | Data not provided |  | Influent | [5 empty] | Data not provided | N/A | Data not provided | N/A | Data not provided | N/A | Data not provided | N/A | None | N/A | Data not provided | Data not provided | Data not provided | Data not provided | Data not provided | Data not provided | Data not provided | Data not provided | Data not provided | Data not provided | Data not provided | Data not provided | Pre-treatment substrate of limestone gravel overlain by a manure and compost layer. | Data not provided | No influent data.
Final Danny T Adit Treatability Study Year 1 Technical Memorandum, Barker-Hughesville Mining District Superfund Site Cascade and Judith Basin Counties, Montana | BARKER HUGHESVILLE MINING DISTRICT | MT6122307485 | N/A | N/A | SAPS | Data not provided | Successive alkalinity producing system (SAPS) pre-treatment | Passive | Successive alkalinity producing system (SAPS) | Pre-treatment | Danny T adit water | Y | Pre-treatment | Batteries used to run metering pump, slurry mixer, and timer switch | Remote central Montana, southeast of Great Falls/no constraints noted | Pilot | June - September 2013 | BOD | Biochemical Oxygen Demand | mg/L | N | N/A | [6 empty] | Data not provided | Data not provided | Not Applicable |  |  |  | Data not provided | Data not provided | Data not provided | Data not provided | Data not provided | Data not provided | Data not provided | Data not provided |  | Effluent | [5 empty] | Data not provided | N/A | Data not provided | N/A | Data not provided | N/A | Data not provided | N/A | None | N/A | Data not provided | Data not provided | Data not provided | Data not provided | Data not provided | Data not provided | Data not provided | Data not provided | Data not provided | Data not provided | Data not provided | Data not provided | Pre-treatment substrate of limestone gravel overlain by a manure and compost layer. | Data not provided | No influent data.
Final Danny T Adit Treatability Study Year 1 Technical Memorandum, Barker-Hughesville Mining District Superfund Site Cascade and Judith Basin Counties, Montana | BARKER HUGHESVILLE MINING DISTRICT | MT6122307485 | N/A | N/A | SAPS | Data not provided | Successive alkalinity producing system (SAPS) pre-treatment | Passive | Successive alkalinity producing system (SAPS) | Pre-treatment | Danny T adit water | Y | Pre-treatment | Batteries used to run metering pump, slurry mixer, and timer switch | Remote central Montana, southeast of Great Falls/no constraints noted | Pilot | June - September 2013 | BOD | Biochemical Oxygen Demand | mg/L | N | N/A | [9 empty] | Data not provided | Data not provided | Not Applicable | Data not provided | Data not provided | Data not provided | Data not provided | Data not provided | Data not provided | Data not provided | Data not provided |  | Effluent | [5 empty] | Data not provided | N/A | Data not provided | N/A | Data not provided | N/A | Data not provided | N/A | None | N/A | Data not provided | Data not provided | Data not provided | Data not provided | Data not provided | Data not provided | Data not provided | Data not provided | Data not provided | Data not provided | Data not provided | Data not provided | Pre-treatment substrate of limestone gravel overlain by a manure and compost layer. | Data not provided | No influent data.
Final Danny T Adit Treatability Study Year 1 Technical Memorandum, Barker-Hughesville Mining District Superfund Site Cascade and Judith Basin Counties, Montana | BARKER HUGHESVILLE MINING DISTRICT | MT6122307485 | N/A | N/A | BCR1 | Data not provided | Biochemical reactor (BCR) without pre-treatment (BCR1) | Passive | Biochemical reactor (BCR) | No pre-treatment | Danny T adit water | N | BCR without pre-treatment | Batteries used to run metering pump, slurry mixer, and timer switch | Remote central Montana, southeast of Great Falls/no constraints noted | Pilot | June - September 2013 | Calcium | Ca, total | µg/L | N | N/A | 107 | 437 | -308.4112 | [9 empty] | Data not provided | Data not provided | Data not provided | Data not provided | Data not provided | Data not provided | Data not provided | Data not provided |  | Influent | 2.81 | 6.48 | mg/L | 25 | °C | Data not provided | N/A | Data not provided | N/A | 490.9 | mV | 2267 | µS/cm | None | N/A | Data not provided | Data not provided | Data not provided | Data not provided | Data not provided | Data not provided | Data not provided | Data not provided | Data not provided | Data not provided | results support the need for pretreatment of high acidity MIW ahead of the BCR. | Data not provided | Substrate: sawdust, wood chips, compost, dairy manure and limestone chips. BCR substrate composition was modified due to a shortage of available manure and limestone. The shortage of manure and limestone may have had a negative impact on treatment effectiveness in the BCRs. | Data not provided | Data not provided
Final Danny T Adit Treatability Study Year 1 Technical Memorandum, Barker-Hughesville Mining District Superfund Site Cascade and Judith Basin Counties, Montana | BARKER HUGHESVILLE MINING DISTRICT | MT6122307485 | N/A | N/A | BCR1 | Data not provided | Biochemical reactor (BCR) without pre-treatment (BCR1) | Passive | Biochemical reactor (BCR) | No pre-treatment | Danny T adit water | N | BCR without pre-treatment | Batteries used to run metering pump, slurry mixer, and timer switch | Remote central Montana, southeast of Great Falls/no constraints noted | Pilot | June - September 2013 | Calcium | Ca, dissolved | µg/L | N | N/A | 108 | 428 | -296.2963 | [9 empty] | Data not provided | Data not provided | Data not provided | Data not provided | Data not provided | Data not provided | Data not provided | Data not provided |  | Influent | 2.81 | 6.48 | mg/L | 25 | °C | Data not provided | N/A | Data not provided | N/A | 490.9 | mV | 2267 | µS/cm | None | N/A | Data not provided | Data not provided | Data not provided | Data not provided | Data not provided | Data not provided | Data not provided | Data not provided | Data not provided | Data not provided | results support the need for pretreatment of high acidity MIW ahead of the BCR. | Data not provided | Substrate: sawdust, wood chips, compost, dairy manure and limestone chips. BCR substrate composition was modified due to a shortage of available manure and limestone. The shortage of manure and limestone may have had a negative impact on treatment effectiveness in the BCRs. | The number of sampling dates was reduced, resulting in less info to determine long-term treatment effectiveness. | Data not provided
Final Danny T Adit Treatability Study Year 1 Technical Memorandum, Barker-Hughesville Mining District Superfund Site Cascade and Judith Basin Counties, Montana | BARKER HUGHESVILLE MINING DISTRICT | MT6122307485 | N/A | N/A | BCR1 | Data not provided | Biochemical reactor (BCR) without pre-treatment (BCR1) | Passive | Biochemical reactor (BCR) | No pre-treatment | Danny T adit water | N | BCR without pre-treatment | Batteries used to run metering pump, slurry mixer, and timer switch | Remote central Montana, southeast of Great Falls/no constraints noted | Pilot | June - September 2013 | Calcium | Ca, total | µg/L | N | N/A |  |  |  | 98 | 228 | -132.6531 | [6 empty] | Data not provided | Data not provided | Data not provided | Data not provided | Data not provided | Data not provided | Data not provided | Data not provided |  | Influent | 2.85 | 2.41 | mg/L | 21.72 | °C | Data not provided | N/A | Data not provided | N/A | 382.6 | mV | 2404 | µS/cm | 27.1 | %DO | Data not provided | Data not provided | Data not provided | Data not provided | Data not provided | Data not provided | Data not provided | Data not provided | Data not provided | Data not provided | results support the need for pretreatment of high acidity MIW ahead of the BCR. | Data not provided | Substrate: sawdust, wood chips, compost, dairy manure and limestone chips. BCR substrate composition was modified due to a shortage of available manure and limestone. The shortage of manure and limestone may have had a negative impact on treatment effectiveness in the BCRs. | Data not provided | Data not provided
Final Danny T Adit Treatability Study Year 1 Technical Memorandum, Barker-Hughesville Mining District Superfund Site Cascade and Judith Basin Counties, Montana | BARKER HUGHESVILLE MINING DISTRICT | MT6122307485 | N/A | N/A | BCR1 | Data not provided | Biochemical reactor (BCR) without pre-treatment (BCR1) | Passive | Biochemical reactor (BCR) | No pre-treatment | Danny T adit water | N | BCR without pre-treatment | Batteries used to run metering pump, slurry mixer, and timer switch | Remote central Montana, southeast of Great Falls/no constraints noted | Pilot | June - September 2013 | Calcium | Ca, dissolved | µg/L | N | N/A |  |  |  | 93 | 223–233 | (-)150.5 - (-)139.8 | [6 empty] | Data not provided | Data not provided | Data not provided | Data not provided | Data not provided | Data not provided | Data not provided | Data not provided |  | Influent | 2.8–2.94 | NA–2.19 | mg/L | 16.34–25.14 | °C | Data not provided | N/A | Data not provided | N/A | 477.4–492.7 | mV | 2,610–3,394 | µS/cm | 26–42.4 | %DO | Data not provided | Data not provided | Data not provided | Data not provided | Data not provided | Data not provided | Data not provided | Data not provided | Data not provided | Data not provided | results support the need for pretreatment of high acidity MIW ahead of the BCR. | Data not provided | Substrate: sawdust, wood chips, compost, dairy manure and limestone chips. BCR substrate composition was modified due to a shortage of available manure and limestone. The shortage of manure and limestone may have had a negative impact on treatment effectiveness in the BCRs. | The number of sampling dates was reduced, resulting in less info to determine long-term treatment effectiveness. | Data not provided | Range of values reflects more than one day with the same influent.
Final Danny T Adit Treatability Study Year 1 Technical Memorandum, Barker-Hughesville Mining District Superfund Site Cascade and Judith Basin Counties, Montana | BARKER HUGHESVILLE MINING DISTRICT | MT6122307485 | N/A | N/A | BCR1 | Data not provided | Biochemical reactor (BCR) without pre-treatment (BCR1) | Passive | Biochemical reactor (BCR) | No pre-treatment | Danny T adit water | N | BCR without pre-treatment | Batteries used to run metering pump, slurry mixer, and timer switch | Remote central Montana, southeast of Great Falls/no constraints noted | Pilot | June - September 2013 | Calcium | Ca, total | µg/L | N | N/A | [6 empty] | 437 | 107 | -308.4112 |  |  |  | Data not provided | Data not provided | Data not provided | Data not provided | Data not provided | Data not provided | Data not provided | Data not provided |  | Effluent | 6.07 | 0.02 | mg/L | 20.6 | °C | Data not provided | N/A | Data not provided | N/A | -163 | mV | 3505 | µS/cm | None | N/A | Data not provided | Data not provided | Data not provided | Data not provided | Data not provided | Data not provided | Data not provided | Data not provided | Data not provided | Data not provided | results support the need for pretreatment of high acidity MIW ahead of the BCR. | Data not provided | Substrate: sawdust, wood chips, compost, dairy manure and limestone chips. BCR substrate composition was modified due to a shortage of available manure and limestone. The shortage of manure and limestone may have had a negative impact on treatment effectiveness in the BCRs. | Data not provided | Data not provided
Final Danny T Adit Treatability Study Year 1 Technical Memorandum, Barker-Hughesville Mining District Superfund Site Cascade and Judith Basin Counties, Montana | BARKER HUGHESVILLE MINING DISTRICT | MT6122307485 | N/A | N/A | BCR1 | Data not provided | Biochemical reactor (BCR) without pre-treatment (BCR1) | Passive | Biochemical reactor (BCR) | No pre-treatment | Danny T adit water | N | BCR without pre-treatment | Batteries used to run metering pump, slurry mixer, and timer switch | Remote central Montana, southeast of Great Falls/no constraints noted | Pilot | June - September 2013 | Calcium | Ca, dissolved | µg/L | N | N/A | [6 empty] | 428 | 108 | -296.2963 |  |  |  | Data not provided | Data not provided | Data not provided | Data not provided | Data not provided | Data not provided | Data not provided | Data not provided |  | Effluent | 6.07 | 0.02 | mg/L | 20.6 | °C | Data not provided | N/A | Data not provided | N/A | -163 | mV | 3505 | µS/cm | None | N/A | Data not provided | Data not provided | Data not provided | Data not provided | Data not provided | Data not provided | Data not provided | Data not provided | Data not provided | Data not provided | results support the need for pretreatment of high acidity MIW ahead of the BCR. | Data not provided | Substrate: sawdust, wood chips, compost, dairy manure and limestone chips. BCR substrate composition was modified due to a shortage of available manure and limestone. The shortage of manure and limestone may have had a negative impact on treatment effectiveness in the BCRs. | The number of sampling dates was reduced, resulting in less info to determine long-term treatment effectiveness. | Data not provided
Final Danny T Adit Treatability Study Year 1 Technical Memorandum, Barker-Hughesville Mining District Superfund Site Cascade and Judith Basin Counties, Montana | BARKER HUGHESVILLE MINING DISTRICT | MT6122307485 | N/A | N/A | BCR1 | Data not provided | Biochemical reactor (BCR) without pre-treatment (BCR1) | Passive | Biochemical reactor (BCR) | No pre-treatment | Danny T adit water | N | BCR without pre-treatment | Batteries used to run metering pump, slurry mixer, and timer switch | Remote central Montana, southeast of Great Falls/no constraints noted | Pilot | June - September 2013 | Calcium | Ca, total | µg/L | N | N/A | [9 empty] | 228 | 98 | -132.6531 | Data not provided | Data not provided | Data not provided | Data not provided | Data not provided | Data not provided | Data not provided | Data not provided |  | Effluent | 5.91 | 1.5 | mg/L | 17.95 | °C | Data not provided | N/A | Data not provided | N/A | -46.6 | mV | 2190 | µS/cm | 15.9 | %DO | Data not provided | Data not provided | Data not provided | Data not provided | Data not provided | Data not provided | Data not provided | Data not provided | Data not provided | Data not provided | results support the need for pretreatment of high acidity MIW ahead of the BCR. | Data not provided | Substrate: sawdust, wood chips, compost, dairy manure and limestone chips. BCR substrate composition was modified due to a shortage of available manure and limestone. The shortage of manure and limestone may have had a negative impact on treatment effectiveness in the BCRs. | Data not provided | Data not provided
Final Danny T Adit Treatability Study Year 1 Technical Memorandum, Barker-Hughesville Mining District Superfund Site Cascade and Judith Basin Counties, Montana | BARKER HUGHESVILLE MINING DISTRICT | MT6122307485 | N/A | N/A | BCR1 | Data not provided | Biochemical reactor (BCR) without pre-treatment (BCR1) | Passive | Biochemical reactor (BCR) | No pre-treatment | Danny T adit water | N | BCR without pre-treatment | Batteries used to run metering pump, slurry mixer, and timer switch | Remote central Montana, southeast of Great Falls/no constraints noted | Pilot | June - September 2013 | Calcium | Ca, dissolved | µg/L | N | N/A | [9 empty] | 223 | 93 | -139.7849 | Data not provided | Data not provided | Data not provided | Data not provided | Data not provided | Data not provided | Data not provided | Data not provided |  | Effluent | 5.67 | 2.31 | mg/L | 19.52 | °C | Data not provided | N/A | Data not provided | N/A | 57.6 | mV | 3034 | µS/cm | 23 | %DO | Data not provided | Data not provided | Data not provided | Data not provided | Data not provided | Data not provided | Data not provided | Data not provided | Data not provided | Data not provided | results support the need for pretreatment of high acidity MIW ahead of the BCR. | Data not provided | Substrate: sawdust, wood chips, compost, dairy manure and limestone chips. BCR substrate composition was modified due to a shortage of available manure and limestone. The shortage of manure and limestone may have had a negative impact on treatment effectiveness in the BCRs. | The number of sampling dates was reduced, resulting in less info to determine long-term treatment effectiveness. | Data not provided
Final Danny T Adit Treatability Study Year 1 Technical Memorandum, Barker-Hughesville Mining District Superfund Site Cascade and Judith Basin Counties, Montana | BARKER HUGHESVILLE MINING DISTRICT | MT6122307485 | N/A | N/A | BCR2 | Data not provided | Biochemical reactor (BCR) with SAPS pre-treatment (BCR2) | Passive | Biochemical reactor (BCR) | Pre-treatment | Danny T adit water | Y | BCR with pre-treatment | Batteries used to run metering pump, slurry mixer, and timer switch | Remote central Montana, southeast of Great Falls/no constraints noted | Pilot | June - September 2013 | Calcium | Ca, total | µg/L | N | N/A | 107 | 461 | -330.8411 | [9 empty] | Data not provided | Data not provided | Data not provided | Data not provided | Data not provided | Data not provided | Data not provided | Data not provided |  | Influent | 2.81 | 6.48 | mg/L | 25 | °C | Data not provided | N/A | Data not provided | N/A | 490.9 | mV | 2267 | µS/cm | None | N/A | Data not provided | Data not provided | Data not provided | Data not provided | Data not provided | Data not provided | Data not provided | Data not provided | Data not provided | Data not provided | Data not provided | Data not provided | Substrate: sawdust, wood chips, compost, dairy manure and limestone chips. BCR substrate composition was modified due to a shortage of available manure and limestone. The shortage of manure and limestone may have had a negative impact on treatment effectiveness in the BCRs. | Data not provided | Data not provided
Final Danny T Adit Treatability Study Year 1 Technical Memorandum, Barker-Hughesville Mining District Superfund Site Cascade and Judith Basin Counties, Montana | BARKER HUGHESVILLE MINING DISTRICT | MT6122307485 | N/A | N/A | BCR2 | Data not provided | Biochemical reactor (BCR) with SAPS pre-treatment (BCR2) | Passive | Biochemical reactor (BCR) | Pre-treatment | Danny T adit water | Y | BCR with pre-treatment | Batteries used to run metering pump, slurry mixer, and timer switch | Remote central Montana, southeast of Great Falls/no constraints noted | Pilot | June - September 2013 | Calcium | Ca, dissolved | µg/L | N | N/A | 108 | 453 | -319.4444 | [9 empty] | Data not provided | Data not provided | Data not provided | Data not provided | Data not provided | Data not provided | Data not provided | Data not provided |  | Influent | 2.81 | 6.48 | mg/L | 25 | °C | Data not provided | N/A | Data not provided | N/A | 490.9 | mV | 2267 | µS/cm | None | N/A | Data not provided | Data not provided | Data not provided | Data not provided | Data not provided | Data not provided | Data not provided | Data not provided | Data not provided | Data not provided | Data not provided | Data not provided | Substrate: sawdust, wood chips, compost, dairy manure and limestone chips. BCR substrate composition was modified due to a shortage of available manure and limestone. The shortage of manure and limestone may have had a negative impact on treatment effectiveness in the BCRs. | The number of sampling dates was reduced, resulting in less info to determine long-term treatment effectiveness. | Data not provided
Final Danny T Adit Treatability Study Year 1 Technical Memorandum, Barker-Hughesville Mining District Superfund Site Cascade and Judith Basin Counties, Montana | BARKER HUGHESVILLE MINING DISTRICT | MT6122307485 | N/A | N/A | BCR2 | Data not provided | Biochemical reactor (BCR) with SAPS pre-treatment (BCR2) | Passive | Biochemical reactor (BCR) | Pre-treatment | Danny T adit water | Y | BCR with pre-treatment | Batteries used to run metering pump, slurry mixer, and timer switch | Remote central Montana, southeast of Great Falls/no constraints noted | Pilot | June - September 2013 | Calcium | Ca, total | µg/L | N | N/A |  |  |  | 98 | 271 | -176.5306 | [6 empty] | Data not provided | Data not provided | Data not provided | Data not provided | Data not provided | Data not provided | Data not provided | Data not provided |  | Influent | 2.85 | 2.41 | mg/L | 21.72 | °C | Data not provided | N/A | Data not provided | N/A | 382.6 | mV | 2404 | µS/cm | 27.1 | %DO | Data not provided | Data not provided | Data not provided | Data not provided | Data not provided | Data not provided | Data not provided | Data not provided | Data not provided | Data not provided | Data not provided | Data not provided | Substrate: sawdust, wood chips, compost, dairy manure and limestone chips. BCR substrate composition was modified due to a shortage of available manure and limestone. The shortage of manure and limestone may have had a negative impact on treatment effectiveness in the BCRs. | Data not provided | Data not provided
Final Danny T Adit Treatability Study Year 1 Technical Memorandum, Barker-Hughesville Mining District Superfund Site Cascade and Judith Basin Counties, Montana | BARKER HUGHESVILLE MINING DISTRICT | MT6122307485 | N/A | N/A | BCR2 | Data not provided | Biochemical reactor (BCR) with SAPS pre-treatment (BCR2) | Passive | Biochemical reactor (BCR) | Pre-treatment | Danny T adit water | Y | BCR with pre-treatment | Batteries used to run metering pump, slurry mixer, and timer switch | Remote central Montana, southeast of Great Falls/no constraints noted | Pilot | June - September 2013 | Calcium | Ca, dissolved | µg/L | N | N/A |  |  |  | 93 | 275–280 | (-)201.1 - (-)195.7 | [6 empty] | Data not provided | Data not provided | Data not provided | Data not provided | Data not provided | Data not provided | Data not provided | Data not provided |  | Influent | 2.8–2.94 | NA–2.19 | mg/L | 16.34–25.14 | °C | Data not provided | N/A | Data not provided | N/A | 477.4–492.7 | mV | 2,610–3,394 | µS/cm | 26–42.4 | %DO | Data not provided | Data not provided | Data not provided | Data not provided | Data not provided | Data not provided | Data not provided | Data not provided | Data not provided | Data not provided | Data not provided | Data not provided | Substrate: sawdust, wood chips, compost, dairy manure and limestone chips. BCR substrate composition was modified due to a shortage of available manure and limestone. The shortage of manure and limestone may have had a negative impact on treatment effectiveness in the BCRs. | The number of sampling dates was reduced, resulting in less info to determine long-term treatment effectiveness. | Data not provided | Range of values reflects more than one day with the same influent.
Final Danny T Adit Treatability Study Year 1 Technical Memorandum, Barker-Hughesville Mining District Superfund Site Cascade and Judith Basin Counties, Montana | BARKER HUGHESVILLE MINING DISTRICT | MT6122307485 | N/A | N/A | BCR2 | Data not provided | Biochemical reactor (BCR) with SAPS pre-treatment (BCR2) | Passive | Biochemical reactor (BCR) | Pre-treatment | Danny T adit water | Y | BCR with pre-treatment | Batteries used to run metering pump, slurry mixer, and timer switch | Remote central Montana, southeast of Great Falls/no constraints noted | Pilot | June - September 2013 | Calcium | Ca, total | µg/L | N | N/A | [6 empty] | 461 | 107 | -330.8411 |  |  |  | Data not provided | Data not provided | Data not provided | Data not provided | Data not provided | Data not provided | Data not provided | Data not provided |  | Effluent | 6.29 | 0.05 | mg/L | 20.2 | °C | Data not provided | N/A | Data not provided | N/A | -153.8 | mV | 4954 | µS/cm | None | N/A | Data not provided | Data not provided | Data not provided | Data not provided | Data not provided | Data not provided | Data not provided | Data not provided | Data not provided | Data not provided | Data not provided | Data not provided | Substrate: sawdust, wood chips, compost, dairy manure and limestone chips. BCR substrate composition was modified due to a shortage of available manure and limestone. The shortage of manure and limestone may have had a negative impact on treatment effectiveness in the BCRs. | Data not provided | Data not provided
Final Danny T Adit Treatability Study Year 1 Technical Memorandum, Barker-Hughesville Mining District Superfund Site Cascade and Judith Basin Counties, Montana | BARKER HUGHESVILLE MINING DISTRICT | MT6122307485 | N/A | N/A | BCR2 | Data not provided | Biochemical reactor (BCR) with SAPS pre-treatment (BCR2) | Passive | Biochemical reactor (BCR) | Pre-treatment | Danny T adit water | Y | BCR with pre-treatment | Batteries used to run metering pump, slurry mixer, and timer switch | Remote central Montana, southeast of Great Falls/no constraints noted | Pilot | June - September 2013 | Calcium | Ca, dissolved | µg/L | N | N/A | [6 empty] | 453 | 108 | -319.4444 |  |  |  | Data not provided | Data not provided | Data not provided | Data not provided | Data not provided | Data not provided | Data not provided | Data not provided |  | Effluent | 6.29 | 0.05 | mg/L | 20.2 | °C | Data not provided | N/A | Data not provided | N/A | -153.8 | mV | 4954 | µS/cm | None | N/A | Data not provided | Data not provided | Data not provided | Data not provided | Data not provided | Data not provided | Data not provided | Data not provided | Data not provided | Data not provided | Data not provided | Data not provided | Substrate: sawdust, wood chips, compost, dairy manure and limestone chips. BCR substrate composition was modified due to a shortage of available manure and limestone. The shortage of manure and limestone may have had a negative impact on treatment effectiveness in the BCRs. | The number of sampling dates was reduced, resulting in less info to determine long-term treatment effectiveness. | Data not provided
Final Danny T Adit Treatability Study Year 1 Technical Memorandum, Barker-Hughesville Mining District Superfund Site Cascade and Judith Basin Counties, Montana | BARKER HUGHESVILLE MINING DISTRICT | MT6122307485 | N/A | N/A | BCR2 | Data not provided | Biochemical reactor (BCR) with SAPS pre-treatment (BCR2) | Passive | Biochemical reactor (BCR) | Pre-treatment | Danny T adit water | Y | BCR with pre-treatment | Batteries used to run metering pump, slurry mixer, and timer switch | Remote central Montana, southeast of Great Falls/no constraints noted | Pilot | June - September 2013 | Calcium | Ca, total | µg/L | N | N/A | [9 empty] | 271 | 98 | -176.5306 | Data not provided | Data not provided | Data not provided | Data not provided | Data not provided | Data not provided | Data not provided | Data not provided |  | Effluent | 6.16 | 1.67 | mg/L | 17.67 | °C | Data not provided | N/A | Data not provided | N/A | -28 | mV | 2187 | µS/cm | 17.8 | %DO | Data not provided | Data not provided | Data not provided | Data not provided | Data not provided | Data not provided | Data not provided | Data not provided | Data not provided | Data not provided | Data not provided | Data not provided | Substrate: sawdust, wood chips, compost, dairy manure and limestone chips. BCR substrate composition was modified due to a shortage of available manure and limestone. The shortage of manure and limestone may have had a negative impact on treatment effectiveness in the BCRs. | Data not provided | Data not provided
Final Danny T Adit Treatability Study Year 1 Technical Memorandum, Barker-Hughesville Mining District Superfund Site Cascade and Judith Basin Counties, Montana | BARKER HUGHESVILLE MINING DISTRICT | MT6122307485 | N/A | N/A | BCR2 | Data not provided | Biochemical reactor (BCR) with SAPS pre-treatment (BCR2) | Passive | Biochemical reactor (BCR) | Pre-treatment | Danny T adit water | Y | BCR with pre-treatment | Batteries used to run metering pump, slurry mixer, and timer switch | Remote central Montana, southeast of Great Falls/no constraints noted | Pilot | June - September 2013 | Calcium | Ca, dissolved | µg/L | N | N/A | [9 empty] | 275 | 93 | -195.6989 | Data not provided | Data not provided | Data not provided | Data not provided | Data not provided | Data not provided | Data not provided | Data not provided |  | Effluent | 6.02 | 1.62 | mg/L | 14.75 | °C | Data not provided | N/A | Data not provided | N/A | 18.7 | mV | 2397 | µS/cm | 16.4 | %DO | Data not provided | Data not provided | Data not provided | Data not provided | Data not provided | Data not provided | Data not provided | Data not provided | Data not provided | Data not provided | Data not provided | Data not provided | Substrate: sawdust, wood chips, compost, dairy manure and limestone chips. BCR substrate composition was modified due to a shortage of available manure and limestone. The shortage of manure and limestone may have had a negative impact on treatment effectiveness in the BCRs. | The number of sampling dates was reduced, resulting in less info to determine long-term treatment effectiveness. | Data not provided
Final Danny T Adit Treatability Study Year 1 Technical Memorandum, Barker-Hughesville Mining District Superfund Site Cascade and Judith Basin Counties, Montana | BARKER HUGHESVILLE MINING DISTRICT | MT6122307485 | N/A | N/A | BCR3 | Data not provided | Biochemical reactor (BCR) with CHIT pre-treatment (BCR3) | Passive | Biochemical reactor (BCR) | Pre-treatment | Danny T adit water | Y | BCR with pre-treatment | Batteries used to run metering pump, slurry mixer, and timer switch | Remote central Montana, southeast of Great Falls/no constraints noted | Pilot | June - September 2013 | Calcium | Ca, total | µg/L | N | N/A | 107 | 605 | -465.4206 | [9 empty] | Data not provided | Data not provided | Data not provided | Data not provided | Data not provided | Data not provided | Data not provided | Data not provided |  | Influent | 2.81 | 6.48 | mg/L | 25 | °C | Data not provided | N/A | Data not provided | N/A | 490.9 | mV | 2267 | µS/cm | None | N/A | Data not provided | Data not provided | Data not provided | Data not provided | Data not provided | Data not provided | Data not provided | Data not provided | Data not provided | Data not provided | The Chitorem/BCR3 treatment provided the best overall treatment performance for both metal removal and sustaining sulfate reducing conditions. | Data not provided | Substrate: sawdust, wood chips, compost, dairy manure and limestone chips. BCR substrate composition was modified due to a shortage of available manure and limestone. The shortage of manure and limestone may have had a negative impact on treatment effectiveness in the BCRs. | Data not provided | Data not provided
Final Danny T Adit Treatability Study Year 1 Technical Memorandum, Barker-Hughesville Mining District Superfund Site Cascade and Judith Basin Counties, Montana | BARKER HUGHESVILLE MINING DISTRICT | MT6122307485 | N/A | N/A | BCR3 | Data not provided | Biochemical reactor (BCR) with CHIT pre-treatment (BCR3) | Passive | Biochemical reactor (BCR) | Pre-treatment | Danny T adit water | Y | BCR with pre-treatment | Batteries used to run metering pump, slurry mixer, and timer switch | Remote central Montana, southeast of Great Falls/no constraints noted | Pilot | June - September 2013 | Calcium | Ca, dissolved | µg/L | N | N/A | 108 | 593 | -449.0741 | [9 empty] | Data not provided | Data not provided | Data not provided | Data not provided | Data not provided | Data not provided | Data not provided | Data not provided |  | Influent | 2.81 | 6.48 | mg/L | 25 | °C | Data not provided | N/A | Data not provided | N/A | 490.9 | mV | 2267 | µS/cm | None | N/A | Data not provided | Data not provided | Data not provided | Data not provided | Data not provided | Data not provided | Data not provided | Data not provided | Data not provided | Data not provided | The Chitorem/BCR3 treatment provided the best overall treatment performance for both metal removal and sustaining sulfate reducing conditions. | Data not provided | Substrate: sawdust, wood chips, compost, dairy manure and limestone chips. BCR substrate composition was modified due to a shortage of available manure and limestone. The shortage of manure and limestone may have had a negative impact on treatment effectiveness in the BCRs. | The number of sampling dates was reduced, resulting in less info to determine long-term treatment effectiveness. | Data not provided
Final Danny T Adit Treatability Study Year 1 Technical Memorandum, Barker-Hughesville Mining District Superfund Site Cascade and Judith Basin Counties, Montana | BARKER HUGHESVILLE MINING DISTRICT | MT6122307485 | N/A | N/A | BCR3 | Data not provided | Biochemical reactor (BCR) with CHIT pre-treatment (BCR3) | Passive | Biochemical reactor (BCR) | Pre-treatment | Danny T adit water | Y | BCR with pre-treatment | Batteries used to run metering pump, slurry mixer, and timer switch | Remote central Montana, southeast of Great Falls/no constraints noted | Pilot | June - September 2013 | Calcium | Ca, total | µg/L | N | N/A |  |  |  | 98 | 586 | -497.9592 | [6 empty] | Data not provided | Data not provided | Data not provided | Data not provided | Data not provided | Data not provided | Data not provided | Data not provided |  | Influent | 2.85 | 2.41 | mg/L | 21.72 | °C | Data not provided | N/A | Data not provided | N/A | 382.6 | mV | 2404 | µS/cm | 27.1 | %DO | Data not provided | Data not provided | Data not provided | Data not provided | Data not provided | Data not provided | Data not provided | Data not provided | Data not provided | Data not provided | The Chitorem/BCR3 treatment provided the best overall treatment performance for both metal removal and sustaining sulfate reducing conditions. | Data not provided | Substrate: sawdust, wood chips, compost, dairy manure and limestone chips. BCR substrate composition was modified due to a shortage of available manure and limestone. The shortage of manure and limestone may have had a negative impact on treatment effectiveness in the BCRs. | Data not provided | Data not provided
Final Danny T Adit Treatability Study Year 1 Technical Memorandum, Barker-Hughesville Mining District Superfund Site Cascade and Judith Basin Counties, Montana | BARKER HUGHESVILLE MINING DISTRICT | MT6122307485 | N/A | N/A | BCR3 | Data not provided | Biochemical reactor (BCR) with CHIT pre-treatment (BCR3) | Passive | Biochemical reactor (BCR) | Pre-treatment | Danny T adit water | Y | BCR with pre-treatment | Batteries used to run metering pump, slurry mixer, and timer switch | Remote central Montana, southeast of Great Falls/no constraints noted | Pilot | June - September 2013 | Calcium | Ca, dissolved | µg/L | N | N/A |  |  |  | 93 | 435–1,040 | (-)1018.3 - (-)367.7 | [6 empty] | Data not provided | Data not provided | Data not provided | Data not provided | Data not provided | Data not provided | Data not provided | Data not provided |  | Influent | 2.8–2.94 | NA–2.19 | mg/L | 16.34–25.14 | °C | Data not provided | N/A | Data not provided | N/A | 477.4–492.7 | mV | 2,610–3,394 | µS/cm | 26–42.4 | %DO | Data not provided | Data not provided | Data not provided | Data not provided | Data not provided | Data not provided | Data not provided | Data not provided | Data not provided | Data not provided | The Chitorem/BCR3 treatment provided the best overall treatment performance for both metal removal and sustaining sulfate reducing conditions. | Data not provided | Substrate: sawdust, wood chips, compost, dairy manure and limestone chips. BCR substrate composition was modified due to a shortage of available manure and limestone. The shortage of manure and limestone may have had a negative impact on treatment effectiveness in the BCRs. | The number of sampling dates was reduced, resulting in less info to determine long-term treatment effectiveness. | Data not provided | Range of values reflects more than one day with the same influent.
Final Danny T Adit Treatability Study Year 1 Technical Memorandum, Barker-Hughesville Mining District Superfund Site Cascade and Judith Basin Counties, Montana | BARKER HUGHESVILLE MINING DISTRICT | MT6122307485 | N/A | N/A | BCR3 | Data not provided | Biochemical reactor (BCR) with CHIT pre-treatment (BCR3) | Passive | Biochemical reactor (BCR) | Pre-treatment | Danny T adit water | Y | BCR with pre-treatment | Batteries used to run metering pump, slurry mixer, and timer switch | Remote central Montana, southeast of Great Falls/no constraints noted | Pilot | June - September 2013 | Calcium | Ca, total | µg/L | N | N/A | [6 empty] | 605 | 107 | -465.4206 |  |  |  | Data not provided | Data not provided | Data not provided | Data not provided | Data not provided | Data not provided | Data not provided | Data not provided |  | Effluent | 6.17 | 0.04 | mg/L | 19.65 | °C | Data not provided | N/A | Data not provided | N/A | -152.5 | mV | 8162 | µS/cm | None | N/A | Data not provided | Data not provided | Data not provided | Data not provided | Data not provided | Data not provided | Data not provided | Data not provided | Data not provided | Data not provided | The Chitorem/BCR3 treatment provided the best overall treatment performance for both metal removal and sustaining sulfate reducing conditions. | Data not provided | Substrate: sawdust, wood chips, compost, dairy manure and limestone chips. BCR substrate composition was modified due to a shortage of available manure and limestone. The shortage of manure and limestone may have had a negative impact on treatment effectiveness in the BCRs. | Data not provided | Data not provided
Final Danny T Adit Treatability Study Year 1 Technical Memorandum, Barker-Hughesville Mining District Superfund Site Cascade and Judith Basin Counties, Montana | BARKER HUGHESVILLE MINING DISTRICT | MT6122307485 | N/A | N/A | BCR3 | Data not provided | Biochemical reactor (BCR) with CHIT pre-treatment (BCR3) | Passive | Biochemical reactor (BCR) | Pre-treatment | Danny T adit water | Y | BCR with pre-treatment | Batteries used to run metering pump, slurry mixer, and timer switch | Remote central Montana, southeast of Great Falls/no constraints noted | Pilot | June - September 2013 | Calcium | Ca, dissolved | µg/L | N | N/A | [6 empty] | 1040 | 95 | -994.7368 |  |  |  | Data not provided | Data not provided | Data not provided | Data not provided | Data not provided | Data not provided | Data not provided | Data not provided |  | Effluent | 6.4 | 1.95 | mg/L | 21.09 | °C | Data not provided | N/A | Data not provided | N/A | -303.4 | mV | 7172 | µS/cm | 22.5 | %DO | Data not provided | Data not provided | Data not provided | Data not provided | Data not provided | Data not provided | Data not provided | Data not provided | Data not provided | Data not provided | The Chitorem/BCR3 treatment provided the best overall treatment performance for both metal removal and sustaining sulfate reducing conditions. | Data not provided | Substrate: sawdust, wood chips, compost, dairy manure and limestone chips. BCR substrate composition was modified due to a shortage of available manure and limestone. The shortage of manure and limestone may have had a negative impact on treatment effectiveness in the BCRs. | The number of sampling dates was reduced, resulting in less info to determine long-term treatment effectiveness. | Data not provided
Final Danny T Adit Treatability Study Year 1 Technical Memorandum, Barker-Hughesville Mining District Superfund Site Cascade and Judith Basin Counties, Montana | BARKER HUGHESVILLE MINING DISTRICT | MT6122307485 | N/A | N/A | BCR3 | Data not provided | Biochemical reactor (BCR) with CHIT pre-treatment (BCR3) | Passive | Biochemical reactor (BCR) | Pre-treatment | Danny T adit water | Y | BCR with pre-treatment | Batteries used to run metering pump, slurry mixer, and timer switch | Remote central Montana, southeast of Great Falls/no constraints noted | Pilot | June - September 2013 | Calcium | Ca, total | µg/L | N | N/A | [9 empty] | 586 | 98 | -497.9592 | Data not provided | Data not provided | Data not provided | Data not provided | Data not provided | Data not provided | Data not provided | Data not provided |  | Effluent | 6.17 | 4.34 | mg/L | 17.84 | °C | Data not provided | N/A | Data not provided | N/A | -274.4 | mV | 5154 | µS/cm | 46.4 | %DO | Data not provided | Data not provided | Data not provided | Data not provided | Data not provided | Data not provided | Data not provided | Data not provided | Data not provided | Data not provided | The Chitorem/BCR3 treatment provided the best overall treatment performance for both metal removal and sustaining sulfate reducing conditions. | Data not provided | Substrate: sawdust, wood chips, compost, dairy manure and limestone chips. BCR substrate composition was modified due to a shortage of available manure and limestone. The shortage of manure and limestone may have had a negative impact on treatment effectiveness in the BCRs. | Data not provided | Data not provided
Final Danny T Adit Treatability Study Year 1 Technical Memorandum, Barker-Hughesville Mining District Superfund Site Cascade and Judith Basin Counties, Montana | BARKER HUGHESVILLE MINING DISTRICT | MT6122307485 | N/A | N/A | BCR3 | Data not provided | Biochemical reactor (BCR) with CHIT pre-treatment (BCR3) | Passive | Biochemical reactor (BCR) | Pre-treatment | Danny T adit water | Y | BCR with pre-treatment | Batteries used to run metering pump, slurry mixer, and timer switch | Remote central Montana, southeast of Great Falls/no constraints noted | Pilot | June - September 2013 | Calcium | Ca, dissolved | µg/L | N | N/A | [9 empty] | 435 | 93 | -367.7419 | Data not provided | Data not provided | Data not provided | Data not provided | Data not provided | Data not provided | Data not provided | Data not provided |  | Effluent | 6.55 | 2.79 | mg/L | 16.81 | °C | Data not provided | N/A | Data not provided | N/A | -247.5 | mV | 6207 | µS/cm | 28.3 | %DO | Data not provided | Data not provided | Data not provided | Data not provided | Data not provided | Data not provided | Data not provided | Data not provided | Data not provided | Data not provided | The Chitorem/BCR3 treatment provided the best overall treatment performance for both metal removal and sustaining sulfate reducing conditions. | Data not provided | Substrate: sawdust, wood chips, compost, dairy manure and limestone chips. BCR substrate composition was modified due to a shortage of available manure and limestone. The shortage of manure and limestone may have had a negative impact on treatment effectiveness in the BCRs. | The number of sampling dates was reduced, resulting in less info to determine long-term treatment effectiveness. | Data not provided
Final Danny T Adit Treatability Study Year 1 Technical Memorandum, Barker-Hughesville Mining District Superfund Site Cascade and Judith Basin Counties, Montana | BARKER HUGHESVILLE MINING DISTRICT | MT6122307485 | N/A | N/A | BCR4 | Data not provided | Biochemical reactor (BCR) with Mg(OH)2 pre-treatment (BCR4) | Passive | Biochemical reactor (BCR) | Pre-treatment | Danny T adit water | Y | BCR with pre-treatment | Batteries used to run metering pump, slurry mixer, and timer switch | Remote central Montana, southeast of Great Falls/no constraints noted | Pilot | June - September 2013 | Calcium | Ca, total | µg/L | N | N/A | 107 | 425 | -297.1963 | [9 empty] | Data not provided | Data not provided | Data not provided | Data not provided | Data not provided | Data not provided | Data not provided | Data not provided |  | Influent | 2.81 | 6.48 | mg/L | 25 | °C | Data not provided | N/A | Data not provided | N/A | 490.9 | mV | 2267 | µS/cm | None | N/A | Data not provided | Data not provided | Data not provided | Data not provided | Data not provided | Data not provided | Data not provided | Data not provided | Data not provided | Data not provided | Data not provided | Data not provided | Substrate: sawdust, wood chips, compost, dairy manure and limestone chips. BCR substrate composition was modified due to a shortage of available manure and limestone. The shortage of manure and limestone may have had a negative impact on treatment effectiveness in the BCRs. | Data not provided | Data not provided
Final Danny T Adit Treatability Study Year 1 Technical Memorandum, Barker-Hughesville Mining District Superfund Site Cascade and Judith Basin Counties, Montana | BARKER HUGHESVILLE MINING DISTRICT | MT6122307485 | N/A | N/A | BCR4 | Data not provided | Biochemical reactor (BCR) with Mg(OH)2 pre-treatment (BCR4) | Passive | Biochemical reactor (BCR) | Pre-treatment | Danny T adit water | Y | BCR with pre-treatment | Batteries used to run metering pump, slurry mixer, and timer switch | Remote central Montana, southeast of Great Falls/no constraints noted | Pilot | June - September 2013 | Calcium | Ca, dissolved | µg/L | N | N/A | 108 | 409 | -278.7037 | [9 empty] | Data not provided | Data not provided | Data not provided | Data not provided | Data not provided | Data not provided | Data not provided | Data not provided |  | Influent | 2.81 | 6.48 | mg/L | 25 | °C | Data not provided | N/A | Data not provided | N/A | 490.9 | mV | 2267 | µS/cm | None | N/A | Data not provided | Data not provided | Data not provided | Data not provided | Data not provided | Data not provided | Data not provided | Data not provided | Data not provided | Data not provided | Data not provided | Data not provided | Substrate: sawdust, wood chips, compost, dairy manure and limestone chips. BCR substrate composition was modified due to a shortage of available manure and limestone. The shortage of manure and limestone may have had a negative impact on treatment effectiveness in the BCRs. | The number of sampling dates was reduced, resulting in less info to determine long-term treatment effectiveness. | Data not provided
Final Danny T Adit Treatability Study Year 1 Technical Memorandum, Barker-Hughesville Mining District Superfund Site Cascade and Judith Basin Counties, Montana | BARKER HUGHESVILLE MINING DISTRICT | MT6122307485 | N/A | N/A | BCR4 | Data not provided | Biochemical reactor (BCR) with Mg(OH)2 pre-treatment (BCR4) | Passive | Biochemical reactor (BCR) | Pre-treatment | Danny T adit water | Y | BCR with pre-treatment | Batteries used to run metering pump, slurry mixer, and timer switch | Remote central Montana, southeast of Great Falls/no constraints noted | Pilot | June - September 2013 | Calcium | Ca, total | µg/L | N | N/A |  |  |  | 98 | 233 | -137.7551 | [6 empty] | Data not provided | Data not provided | Data not provided | Data not provided | Data not provided | Data not provided | Data not provided | Data not provided |  | Influent | 2.85 | 2.41 | mg/L | 21.72 | °C | Data not provided | N/A | Data not provided | N/A | 382.6 | mV | 2404 | µS/cm | 27.1 | %DO | Data not provided | Data not provided | Data not provided | Data not provided | Data not provided | Data not provided | Data not provided | Data not provided | Data not provided | Data not provided | Data not provided | Data not provided | Substrate: sawdust, wood chips, compost, dairy manure and limestone chips. BCR substrate composition was modified due to a shortage of available manure and limestone. The shortage of manure and limestone may have had a negative impact on treatment effectiveness in the BCRs. | Data not provided | Data not provided
Final Danny T Adit Treatability Study Year 1 Technical Memorandum, Barker-Hughesville Mining District Superfund Site Cascade and Judith Basin Counties, Montana | BARKER HUGHESVILLE MINING DISTRICT | MT6122307485 | N/A | N/A | BCR4 | Data not provided | Biochemical reactor (BCR) with Mg(OH)2 pre-treatment (BCR4) | Passive | Biochemical reactor (BCR) | Pre-treatment | Danny T adit water | Y | BCR with pre-treatment | Batteries used to run metering pump, slurry mixer, and timer switch | Remote central Montana, southeast of Great Falls/no constraints noted | Pilot | June - September 2013 | Calcium | Ca, dissolved | µg/L | N | N/A |  |  |  | 93 | 191–252 | (-)171.0 - (-)105.4 | [6 empty] | Data not provided | Data not provided | Data not provided | Data not provided | Data not provided | Data not provided | Data not provided | Data not provided |  | Influent | 2.8–2.94 | NA–2.19 | mg/L | 16.34–25.14 | °C | Data not provided | N/A | Data not provided | N/A | 477.4–492.7 | mV | 2,610–3,394 | µS/cm | 26–42.4 | %DO | Data not provided | Data not provided | Data not provided | Data not provided | Data not provided | Data not provided | Data not provided | Data not provided | Data not provided | Data not provided | Data not provided | Data not provided | Substrate: sawdust, wood chips, compost, dairy manure and limestone chips. BCR substrate composition was modified due to a shortage of available manure and limestone. The shortage of manure and limestone may have had a negative impact on treatment effectiveness in the BCRs. | The number of sampling dates was reduced, resulting in less info to determine long-term treatment effectiveness. | Data not provided | Range of values reflects more than one day with the same influent.
Final Danny T Adit Treatability Study Year 1 Technical Memorandum, Barker-Hughesville Mining District Superfund Site Cascade and Judith Basin Counties, Montana | BARKER HUGHESVILLE MINING DISTRICT | MT6122307485 | N/A | N/A | BCR4 | Data not provided | Biochemical reactor (BCR) with Mg(OH)2 pre-treatment (BCR4) | Passive | Biochemical reactor (BCR) | Pre-treatment | Danny T adit water | Y | BCR with pre-treatment | Batteries used to run metering pump, slurry mixer, and timer switch | Remote central Montana, southeast of Great Falls/no constraints noted | Pilot | June - September 2013 | Calcium | Ca, total | µg/L | N | N/A | [6 empty] | 425 | 107 | -297.1963 |  |  |  | Data not provided | Data not provided | Data not provided | Data not provided | Data not provided | Data not provided | Data not provided | Data not provided |  | Effluent | 6.25 | 0.02 | mg/L | 20.16 | °C | Data not provided | N/A | Data not provided | N/A | -144.8 | mV | 4001 | µS/cm | None | N/A | Data not provided | Data not provided | Data not provided | Data not provided | Data not provided | Data not provided | Data not provided | Data not provided | Data not provided | Data not provided | Data not provided | Data not provided | Substrate: sawdust, wood chips, compost, dairy manure and limestone chips. BCR substrate composition was modified due to a shortage of available manure and limestone. The shortage of manure and limestone may have had a negative impact on treatment effectiveness in the BCRs. | Data not provided | Data not provided
Final Danny T Adit Treatability Study Year 1 Technical Memorandum, Barker-Hughesville Mining District Superfund Site Cascade and Judith Basin Counties, Montana | BARKER HUGHESVILLE MINING DISTRICT | MT6122307485 | N/A | N/A | BCR4 | Data not provided | Biochemical reactor (BCR) with Mg(OH)2 pre-treatment (BCR4) | Passive | Biochemical reactor (BCR) | Pre-treatment | Danny T adit water | Y | BCR with pre-treatment | Batteries used to run metering pump, slurry mixer, and timer switch | Remote central Montana, southeast of Great Falls/no constraints noted | Pilot | June - September 2013 | Calcium | Ca, dissolved | µg/L | N | N/A | [6 empty] | 409 | 108 | -278.7037 |  |  |  | Data not provided | Data not provided | Data not provided | Data not provided | Data not provided | Data not provided | Data not provided | Data not provided |  | Effluent | 6.25 | 0.02 | mg/L | 20.16 | °C | Data not provided | N/A | Data not provided | N/A | -144.8 | mV | 4001 | µS/cm | None | N/A | Data not provided | Data not provided | Data not provided | Data not provided | Data not provided | Data not provided | Data not provided | Data not provided | Data not provided | Data not provided | Data not provided | Data not provided | Substrate: sawdust, wood chips, compost, dairy manure and limestone chips. BCR substrate composition was modified due to a shortage of available manure and limestone. The shortage of manure and limestone may have had a negative impact on treatment effectiveness in the BCRs. | The number of sampling dates was reduced, resulting in less info to determine long-term treatment effectiveness. | Data not provided
Final Danny T Adit Treatability Study Year 1 Technical Memorandum, Barker-Hughesville Mining District Superfund Site Cascade and Judith Basin Counties, Montana | BARKER HUGHESVILLE MINING DISTRICT | MT6122307485 | N/A | N/A | BCR4 | Data not provided | Biochemical reactor (BCR) with Mg(OH)2 pre-treatment (BCR4) | Passive | Biochemical reactor (BCR) | Pre-treatment | Danny T adit water | Y | BCR with pre-treatment | Batteries used to run metering pump, slurry mixer, and timer switch | Remote central Montana, southeast of Great Falls/no constraints noted | Pilot | June - September 2013 | Calcium | Ca, total | µg/L | N | N/A | [9 empty] | 233 | 98 | -137.7551 | Data not provided | Data not provided | Data not provided | Data not provided | Data not provided | Data not provided | Data not provided | Data not provided |  | Effluent | 6.36 | 2.47 | mg/L | 17.95 | °C | Data not provided | N/A | Data not provided | N/A | -30.2 | mV | 1101 | µS/cm | 26.3 | %DO | Data not provided | Data not provided | Data not provided | Data not provided | Data not provided | Data not provided | Data not provided | Data not provided | Data not provided | Data not provided | Data not provided | Data not provided | Substrate: sawdust, wood chips, compost, dairy manure and limestone chips. BCR substrate composition was modified due to a shortage of available manure and limestone. The shortage of manure and limestone may have had a negative impact on treatment effectiveness in the BCRs. | Data not provided | Data not provided
Final Danny T Adit Treatability Study Year 1 Technical Memorandum, Barker-Hughesville Mining District Superfund Site Cascade and Judith Basin Counties, Montana | BARKER HUGHESVILLE MINING DISTRICT | MT6122307485 | N/A | N/A | BCR4 | Data not provided | Biochemical reactor (BCR) with Mg(OH)2 pre-treatment (BCR4) | Passive | Biochemical reactor (BCR) | Pre-treatment | Danny T adit water | Y | BCR with pre-treatment | Batteries used to run metering pump, slurry mixer, and timer switch | Remote central Montana, southeast of Great Falls/no constraints noted | Pilot | June - September 2013 | Calcium | Ca, dissolved | µg/L | N | N/A | [9 empty] | 167 | 95 | -75.7895 | Data not provided | Data not provided | Data not provided | Data not provided | Data not provided | Data not provided | Data not provided | Data not provided |  | Effluent | 7.02 | 1.65 | mg/L | 20.33 | °C | Data not provided | N/A | Data not provided | N/A | -171.3 | mV | 2018 | µS/cm | 18.5 | %DO | Data not provided | Data not provided | Data not provided | Data not provided | Data not provided | Data not provided | Data not provided | Data not provided | Data not provided | Data not provided | Data not provided | Data not provided | Substrate: sawdust, wood chips, compost, dairy manure and limestone chips. BCR substrate composition was modified due to a shortage of available manure and limestone. The shortage of manure and limestone may have had a negative impact on treatment effectiveness in the BCRs. | The number of sampling dates was reduced, resulting in less info to determine long-term treatment effectiveness. | Data not provided
Final Danny T Adit Treatability Study Year 1 Technical Memorandum, Barker-Hughesville Mining District Superfund Site Cascade and Judith Basin Counties, Montana | BARKER HUGHESVILLE MINING DISTRICT | MT6122307485 | N/A | N/A | CHIT | Data not provided | Chitorem pre-treatment (CHIT) | Passive | Chitorem® | Pre-treatment | Danny T adit water | Y | Pre-treatment | Batteries used to run metering pump, slurry mixer, and timer switch | Remote central Montana, southeast of Great Falls/no constraints noted | Pilot | June - September 2013 | Calcium | Ca, total | µg/L | N | N/A | 107 | 2880 | -2591.5888 | [9 empty] | Data not provided | Data not provided | Data not provided | Data not provided | Data not provided | Data not provided | Data not provided | Data not provided |  | Influent | 2.81 | 6.48 | mg/L | 25 | °C | Data not provided | N/A | Data not provided | N/A | 490.9 | mV | 2267 | µS/cm | None | N/A | Data not provided | Data not provided | Data not provided | Data not provided | Data not provided | Data not provided | Data not provided | Data not provided | Data not provided | Data not provided | The Chitorem/BCR3 treatment provided the best overall treatment performance for both metal removal and sustaining sulfate reducing conditions. | Data not provided | Chitorem is a proprietary material that contains calcium carbonate, protein, and chitin (crab shell). Also contains its own bacteria - material breaks down and produces carbonates (adds alkalinity). | The Chitorem substrate composition was modified by adding pea gravel to increase permeability. | Data not provided
Final Danny T Adit Treatability Study Year 1 Technical Memorandum, Barker-Hughesville Mining District Superfund Site Cascade and Judith Basin Counties, Montana | BARKER HUGHESVILLE MINING DISTRICT | MT6122307485 | N/A | N/A | CHIT | Data not provided | Chitorem pre-treatment (CHIT) | Passive | Chitorem® | Pre-treatment | Danny T adit water | Y | Pre-treatment | Batteries used to run metering pump, slurry mixer, and timer switch | Remote central Montana, southeast of Great Falls/no constraints noted | Pilot | June - September 2013 | Calcium | Ca, dissolved | µg/L | N | N/A | 108 | 3010 | -2687.037 | [9 empty] | Data not provided | Data not provided | Data not provided | Data not provided | Data not provided | Data not provided | Data not provided | Data not provided |  | Influent | 2.81 | 6.48 | mg/L | 25 | °C | Data not provided | N/A | Data not provided | N/A | 490.9 | mV | 2267 | µS/cm | None | N/A | Data not provided | Data not provided | Data not provided | Data not provided | Data not provided | Data not provided | Data not provided | Data not provided | Data not provided | Data not provided | The Chitorem/BCR3 treatment provided the best overall treatment performance for both metal removal and sustaining sulfate reducing conditions. | Data not provided | Chitorem is a proprietary material that contains calcium carbonate, protein, and chitin (crab shell). Also contains its own bacteria - material breaks down and produces carbonates (adds alkalinity). | The Chitorem substrate composition was modified by adding pea gravel to increase permeability. The number of sampling dates was reduced, resulting in less info to determine long-term treatment effectiveness. | Data not provided
Final Danny T Adit Treatability Study Year 1 Technical Memorandum, Barker-Hughesville Mining District Superfund Site Cascade and Judith Basin Counties, Montana | BARKER HUGHESVILLE MINING DISTRICT | MT6122307485 | N/A | N/A | CHIT | Data not provided | Chitorem pre-treatment (CHIT) | Passive | Chitorem® | Pre-treatment | Danny T adit water | Y | Pre-treatment | Batteries used to run metering pump, slurry mixer, and timer switch | Remote central Montana, southeast of Great Falls/no constraints noted | Pilot | June - September 2013 | Calcium | Ca, total | µg/L | N | N/A |  |  |  | 98 | 546 | -457.1429 | [6 empty] | Data not provided | Data not provided | Data not provided | Data not provided | Data not provided | Data not provided | Data not provided | Data not provided |  | Influent | 2.85 | 2.41 | mg/L | 21.72 | °C | Data not provided | N/A | Data not provided | N/A | 382.6 | mV | 2404 | µS/cm | 27.1 | %DO | Data not provided | Data not provided | Data not provided | Data not provided | Data not provided | Data not provided | Data not provided | Data not provided | Data not provided | Data not provided | The Chitorem/BCR3 treatment provided the best overall treatment performance for both metal removal and sustaining sulfate reducing conditions. | Data not provided | Chitorem is a proprietary material that contains calcium carbonate, protein, and chitin (crab shell). Also contains its own bacteria - material breaks down and produces carbonates (adds alkalinity). | The Chitorem substrate composition was modified by adding pea gravel to increase permeability. | Data not provided
Final Danny T Adit Treatability Study Year 1 Technical Memorandum, Barker-Hughesville Mining District Superfund Site Cascade and Judith Basin Counties, Montana | BARKER HUGHESVILLE MINING DISTRICT | MT6122307485 | N/A | N/A | CHIT | Data not provided | Chitorem pre-treatment (CHIT) | Passive | Chitorem® | Pre-treatment | Danny T adit water | Y | Pre-treatment | Batteries used to run metering pump, slurry mixer, and timer switch | Remote central Montana, southeast of Great Falls/no constraints noted | Pilot | June - September 2013 | Calcium | Ca, dissolved | µg/L | N | N/A |  |  |  | 93 | 377–1,060 | (-)1039.8 - (-)305.4 | [6 empty] | Data not provided | Data not provided | Data not provided | Data not provided | Data not provided | Data not provided | Data not provided | Data not provided |  | Influent | 2.8–2.94 | NA–2.19 | mg/L | 16.34–25.14 | °C | Data not provided | N/A | Data not provided | N/A | 477.4–492.7 | mV | 2,610–3,394 | µS/cm | 26–42.4 | %DO | Data not provided | Data not provided | Data not provided | Data not provided | Data not provided | Data not provided | Data not provided | Data not provided | Data not provided | Data not provided | The Chitorem/BCR3 treatment provided the best overall treatment performance for both metal removal and sustaining sulfate reducing conditions. | Data not provided | Chitorem is a proprietary material that contains calcium carbonate, protein, and chitin (crab shell). Also contains its own bacteria - material breaks down and produces carbonates (adds alkalinity). | The Chitorem substrate composition was modified by adding pea gravel to increase permeability. The number of sampling dates was reduced, resulting in less info to determine long-term treatment effectiveness. | Data not provided | Range of values reflects more than one day with the same influent.
Final Danny T Adit Treatability Study Year 1 Technical Memorandum, Barker-Hughesville Mining District Superfund Site Cascade and Judith Basin Counties, Montana | BARKER HUGHESVILLE MINING DISTRICT | MT6122307485 | N/A | N/A | CHIT | Data not provided | Chitorem pre-treatment (CHIT) | Passive | Chitorem® | Pre-treatment | Danny T adit water | Y | Pre-treatment | Batteries used to run metering pump, slurry mixer, and timer switch | Remote central Montana, southeast of Great Falls/no constraints noted | Pilot | June - September 2013 | Calcium | Ca, total | µg/L | N | N/A | [6 empty] | 2880 | 107 | -2591.5888 |  |  |  | Data not provided | Data not provided | Data not provided | Data not provided | Data not provided | Data not provided | Data not provided | Data not provided |  | Effluent | 6.65 | 0.05 | mg/L | 21.52 | °C | Data not provided | N/A | Data not provided | N/A | -206.8 | mV | 60571 | µS/cm | None | N/A | Data not provided | Data not provided | Data not provided | Data not provided | Data not provided | Data not provided | Data not provided | Data not provided | Data not provided | Data not provided | The Chitorem/BCR3 treatment provided the best overall treatment performance for both metal removal and sustaining sulfate reducing conditions. | Data not provided | Chitorem is a proprietary material that contains calcium carbonate, protein, and chitin (crab shell). Also contains its own bacteria - material breaks down and produces carbonates (adds alkalinity). | The Chitorem substrate composition was modified by adding pea gravel to increase permeability. | Data not provided
Final Danny T Adit Treatability Study Year 1 Technical Memorandum, Barker-Hughesville Mining District Superfund Site Cascade and Judith Basin Counties, Montana | BARKER HUGHESVILLE MINING DISTRICT | MT6122307485 | N/A | N/A | CHIT | Data not provided | Chitorem pre-treatment (CHIT) | Passive | Chitorem® | Pre-treatment | Danny T adit water | Y | Pre-treatment | Batteries used to run metering pump, slurry mixer, and timer switch | Remote central Montana, southeast of Great Falls/no constraints noted | Pilot | June - September 2013 | Calcium | Ca, dissolved | µg/L | N | N/A | [6 empty] | 3010 | 108 | -2687.037 |  |  |  | Data not provided | Data not provided | Data not provided | Data not provided | Data not provided | Data not provided | Data not provided | Data not provided |  | Effluent | 6.65 | 0.05 | mg/L | 21.52 | °C | Data not provided | N/A | Data not provided | N/A | -206.8 | mV | 60571 | µS/cm | None | N/A | Data not provided | Data not provided | Data not provided | Data not provided | Data not provided | Data not provided | Data not provided | Data not provided | Data not provided | Data not provided | The Chitorem/BCR3 treatment provided the best overall treatment performance for both metal removal and sustaining sulfate reducing conditions. | Data not provided | Chitorem is a proprietary material that contains calcium carbonate, protein, and chitin (crab shell). Also contains its own bacteria - material breaks down and produces carbonates (adds alkalinity). | The Chitorem substrate composition was modified by adding pea gravel to increase permeability. The number of sampling dates was reduced, resulting in less info to determine long-term treatment effectiveness. | Data not provided
Final Danny T Adit Treatability Study Year 1 Technical Memorandum, Barker-Hughesville Mining District Superfund Site Cascade and Judith Basin Counties, Montana | BARKER HUGHESVILLE MINING DISTRICT | MT6122307485 | N/A | N/A | CHIT | Data not provided | Chitorem pre-treatment (CHIT) | Passive | Chitorem® | Pre-treatment | Danny T adit water | Y | Pre-treatment | Batteries used to run metering pump, slurry mixer, and timer switch | Remote central Montana, southeast of Great Falls/no constraints noted | Pilot | June - September 2013 | Calcium | Ca, total | µg/L | N | N/A | [9 empty] | 546 | 98 | -457.1429 | Data not provided | Data not provided | Data not provided | Data not provided | Data not provided | Data not provided | Data not provided | Data not provided |  | Effluent | 6.07 | 3.08 | mg/L | 16.95 | °C | Data not provided | N/A | Data not provided | N/A | -184.7 | mV | 2941 | µS/cm | 31.9 | %DO | Data not provided | Data not provided | Data not provided | Data not provided | Data not provided | Data not provided | Data not provided | Data not provided | Data not provided | Data not provided | The Chitorem/BCR3 treatment provided the best overall treatment performance for both metal removal and sustaining sulfate reducing conditions. | Data not provided | Chitorem is a proprietary material that contains calcium carbonate, protein, and chitin (crab shell). Also contains its own bacteria - material breaks down and produces carbonates (adds alkalinity). | The Chitorem substrate composition was modified by adding pea gravel to increase permeability. | Data not provided
Final Danny T Adit Treatability Study Year 1 Technical Memorandum, Barker-Hughesville Mining District Superfund Site Cascade and Judith Basin Counties, Montana | BARKER HUGHESVILLE MINING DISTRICT | MT6122307485 | N/A | N/A | CHIT | Data not provided | Chitorem pre-treatment (CHIT) | Passive | Chitorem® | Pre-treatment | Danny T adit water | Y | Pre-treatment | Batteries used to run metering pump, slurry mixer, and timer switch | Remote central Montana, southeast of Great Falls/no constraints noted | Pilot | June - September 2013 | Calcium | Ca, dissolved | µg/L | N | N/A | [9 empty] | 377 | 93 | -305.3763 | Data not provided | Data not provided | Data not provided | Data not provided | Data not provided | Data not provided | Data not provided | Data not provided |  | Effluent | 6.13 | 1.57 | mg/L | 17.53 | °C | Data not provided | N/A | Data not provided | N/A | -57.3 | mV | 5450 | µS/cm | 17.1 | %DO | Data not provided | Data not provided | Data not provided | Data not provided | Data not provided | Data not provided | Data not provided | Data not provided | Data not provided | Data not provided | The Chitorem/BCR3 treatment provided the best overall treatment performance for both metal removal and sustaining sulfate reducing conditions. | Data not provided | Chitorem is a proprietary material that contains calcium carbonate, protein, and chitin (crab shell). Also contains its own bacteria - material breaks down and produces carbonates (adds alkalinity). | The Chitorem substrate composition was modified by adding pea gravel to increase permeability. The number of sampling dates was reduced, resulting in less info to determine long-term treatment effectiveness. | Data not provided
Final Danny T Adit Treatability Study Year 1 Technical Memorandum, Barker-Hughesville Mining District Superfund Site Cascade and Judith Basin Counties, Montana | BARKER HUGHESVILLE MINING DISTRICT | MT6122307485 | N/A | N/A | MGOH | Data not provided | Alkaline Addition pre-treatment - Mg(OH)2 | Passive | Magnesium hydroxide Mg(OH)2 | Pre-treatment | Danny T adit water | Y | Pre-treatment | Batteries used to run metering pump, slurry mixer, and timer switch | Remote central Montana, southeast of Great Falls/no constraints noted | Pilot | June - September 2013 | Calcium | Ca, total | µg/L | N | N/A | 107 | 103 | 3.7383 | [9 empty] | Data not provided | Data not provided | Data not provided | Data not provided | Data not provided | Data not provided | Data not provided | Data not provided |  | Influent | 2.81 | 6.48 | mg/L | 25 | °C | Data not provided | N/A | Data not provided | N/A | 490.9 | mV | 2267 | µS/cm | None | N/A | Data not provided | Data not provided | Data not provided | Data not provided | Data not provided | Data not provided | Data not provided | Data not provided | Data not provided | Data not provided | Data not provided | Data not provided | Alkaline addition using a magnesium hydroxide (Mg(OH)2) solution | Data not provided | Data not provided
Final Danny T Adit Treatability Study Year 1 Technical Memorandum, Barker-Hughesville Mining District Superfund Site Cascade and Judith Basin Counties, Montana | BARKER HUGHESVILLE MINING DISTRICT | MT6122307485 | N/A | N/A | MGOH | Data not provided | Alkaline Addition pre-treatment - Mg(OH)2 | Passive | Magnesium hydroxide Mg(OH)2 | Pre-treatment | Danny T adit water | Y | Pre-treatment | Batteries used to run metering pump, slurry mixer, and timer switch | Remote central Montana, southeast of Great Falls/no constraints noted | Pilot | June - September 2013 | Calcium | Ca, dissolved | µg/L | N | N/A | 108 | 102 | 5.5556 | [9 empty] | Data not provided | Data not provided | Data not provided | Data not provided | Data not provided | Data not provided | Data not provided | Data not provided |  | Influent | 2.81 | 6.48 | mg/L | 25 | °C | Data not provided | N/A | Data not provided | N/A | 490.9 | mV | 2267 | µS/cm | None | N/A | Data not provided | Data not provided | Data not provided | Data not provided | Data not provided | Data not provided | Data not provided | Data not provided | Data not provided | Data not provided | Data not provided | Data not provided | Alkaline addition using a magnesium hydroxide (Mg(OH)2) solution | The number of sampling dates was reduced, resulting in less info to determine long-term treatment effectiveness. | Data not provided
Final Danny T Adit Treatability Study Year 1 Technical Memorandum, Barker-Hughesville Mining District Superfund Site Cascade and Judith Basin Counties, Montana | BARKER HUGHESVILLE MINING DISTRICT | MT6122307485 | N/A | N/A | MGOH | Data not provided | Alkaline Addition pre-treatment - Mg(OH)2 | Passive | Magnesium hydroxide Mg(OH)2 | Pre-treatment | Danny T adit water | Y | Pre-treatment | Batteries used to run metering pump, slurry mixer, and timer switch | Remote central Montana, southeast of Great Falls/no constraints noted | Pilot | June - September 2013 | Calcium | Ca, total | µg/L | N | N/A |  |  |  | 98 | 98 | 0 | [6 empty] | Data not provided | Data not provided | Data not provided | Data not provided | Data not provided | Data not provided | Data not provided | Data not provided |  | Influent | 2.85 | 2.41 | mg/L | 21.72 | °C | Data not provided | N/A | Data not provided | N/A | 382.6 | mV | 2404 | µS/cm | 27.1 | %DO | Data not provided | Data not provided | Data not provided | Data not provided | Data not provided | Data not provided | Data not provided | Data not provided | Data not provided | Data not provided | Data not provided | Data not provided | Alkaline addition using a magnesium hydroxide (Mg(OH)2) solution | Data not provided | Data not provided
Final Danny T Adit Treatability Study Year 1 Technical Memorandum, Barker-Hughesville Mining District Superfund Site Cascade and Judith Basin Counties, Montana | BARKER HUGHESVILLE MINING DISTRICT | MT6122307485 | N/A | N/A | MGOH | Data not provided | Alkaline Addition pre-treatment - Mg(OH)2 | Passive | Magnesium hydroxide Mg(OH)2 | Pre-treatment | Danny T adit water | Y | Pre-treatment | Batteries used to run metering pump, slurry mixer, and timer switch | Remote central Montana, southeast of Great Falls/no constraints noted | Pilot | June - September 2013 | Calcium | Ca, dissolved | µg/L | N | N/A |  |  |  | 93 | 95–107 | (-)15.1 - (-)2.2 | [6 empty] | Data not provided | Data not provided | Data not provided | Data not provided | Data not provided | Data not provided | Data not provided | Data not provided |  | Influent | 2.8–2.94 | NA–2.19 | mg/L | 16.34–25.14 | °C | Data not provided | N/A | Data not provided | N/A | 477.4–492.7 | mV | 2,610–3,394 | µS/cm | 26–42.4 | %DO | Data not provided | Data not provided | Data not provided | Data not provided | Data not provided | Data not provided | Data not provided | Data not provided | Data not provided | Data not provided | Data not provided | Data not provided | Alkaline addition using a magnesium hydroxide (Mg(OH)2) solution | The number of sampling dates was reduced, resulting in less info to determine long-term treatment effectiveness. | Data not provided | Range of values reflects more than one day with the same influent.
Final Danny T Adit Treatability Study Year 1 Technical Memorandum, Barker-Hughesville Mining District Superfund Site Cascade and Judith Basin Counties, Montana | BARKER HUGHESVILLE MINING DISTRICT | MT6122307485 | N/A | N/A | MGOH | Data not provided | Alkaline Addition pre-treatment - Mg(OH)2 | Passive | Magnesium hydroxide Mg(OH)2 | Pre-treatment | Danny T adit water | Y | Pre-treatment | Batteries used to run metering pump, slurry mixer, and timer switch | Remote central Montana, southeast of Great Falls/no constraints noted | Pilot | June - September 2013 | Calcium | Ca, total | µg/L | N | N/A | [6 empty] | 103 | 107 | 3.7383 |  |  |  | Data not provided | Data not provided | Data not provided | Data not provided | Data not provided | Data not provided | Data not provided | Data not provided |  | Effluent | 5.94 | 3.95 | mg/L | 19.28 | °C | Data not provided | N/A | Data not provided | N/A | -15.6 | mV | 1995 | µS/cm | None | N/A | Data not provided | Data not provided | Data not provided | Data not provided | Data not provided | Data not provided | Data not provided | Data not provided | Data not provided | Data not provided | Data not provided | Data not provided | Alkaline addition using a magnesium hydroxide (Mg(OH)2) solution | Data not provided | Data not provided
Final Danny T Adit Treatability Study Year 1 Technical Memorandum, Barker-Hughesville Mining District Superfund Site Cascade and Judith Basin Counties, Montana | BARKER HUGHESVILLE MINING DISTRICT | MT6122307485 | N/A | N/A | MGOH | Data not provided | Alkaline Addition pre-treatment - Mg(OH)2 | Passive | Magnesium hydroxide Mg(OH)2 | Pre-treatment | Danny T adit water | Y | Pre-treatment | Batteries used to run metering pump, slurry mixer, and timer switch | Remote central Montana, southeast of Great Falls/no constraints noted | Pilot | June - September 2013 | Calcium | Ca, dissolved | µg/L | N | N/A | [6 empty] | 111 | 106 | -4.717 |  |  |  | Data not provided | Data not provided | Data not provided | Data not provided | Data not provided | Data not provided | Data not provided | Data not provided |  | Effluent | 4.63 | 2.48 | mg/L | 14.54 | °C | Data not provided | N/A | Data not provided | N/A | 306.5 | mV | 2186 | µS/cm | None | N/A | Data not provided | Data not provided | Data not provided | Data not provided | Data not provided | Data not provided | Data not provided | Data not provided | Data not provided | Data not provided | Data not provided | Data not provided | Alkaline addition using a magnesium hydroxide (Mg(OH)2) solution | The number of sampling dates was reduced, resulting in less info to determine long-term treatment effectiveness. | Data not provided
Final Danny T Adit Treatability Study Year 1 Technical Memorandum, Barker-Hughesville Mining District Superfund Site Cascade and Judith Basin Counties, Montana | BARKER HUGHESVILLE MINING DISTRICT | MT6122307485 | N/A | N/A | MGOH | Data not provided | Alkaline Addition pre-treatment - Mg(OH)2 | Passive | Magnesium hydroxide Mg(OH)2 | Pre-treatment | Danny T adit water | Y | Pre-treatment | Batteries used to run metering pump, slurry mixer, and timer switch | Remote central Montana, southeast of Great Falls/no constraints noted | Pilot | June - September 2013 | Calcium | Ca, total | µg/L | N | N/A | [9 empty] | 98 | 98 | 0 | Data not provided | Data not provided | Data not provided | Data not provided | Data not provided | Data not provided | Data not provided | Data not provided |  | Effluent | 5.54 | 3.17 | mg/L | 17.66 | °C | Data not provided | N/A | Data not provided | N/A | 114.1 | mV | 2058 | µS/cm | 33.9 | %DO | Data not provided | Data not provided | Data not provided | Data not provided | Data not provided | Data not provided | Data not provided | Data not provided | Data not provided | Data not provided | Data not provided | Data not provided | Alkaline addition using a magnesium hydroxide (Mg(OH)2) solution | Data not provided | Data not provided
Final Danny T Adit Treatability Study Year 1 Technical Memorandum, Barker-Hughesville Mining District Superfund Site Cascade and Judith Basin Counties, Montana | BARKER HUGHESVILLE MINING DISTRICT | MT6122307485 | N/A | N/A | MGOH | Data not provided | Alkaline Addition pre-treatment - Mg(OH)2 | Passive | Magnesium hydroxide Mg(OH)2 | Pre-treatment | Danny T adit water | Y | Pre-treatment | Batteries used to run metering pump, slurry mixer, and timer switch | Remote central Montana, southeast of Great Falls/no constraints noted | Pilot | June - September 2013 | Calcium | Ca, dissolved | µg/L | N | N/A | [9 empty] | 95 | 93 | -2.1505 | Data not provided | Data not provided | Data not provided | Data not provided | Data not provided | Data not provided | Data not provided | Data not provided |  | Effluent | 3.69 | 7.22 | mg/L | 16.5 | °C | Data not provided | N/A | Data not provided | N/A | 103.5 | mV | 3022 | µS/cm | 74 | %DO | Data not provided | Data not provided | Data not provided | Data not provided | Data not provided | Data not provided | Data not provided | Data not provided | Data not provided | Data not provided | Data not provided | Data not provided | Alkaline addition using a magnesium hydroxide (Mg(OH)2) solution | The number of sampling dates was reduced, resulting in less info to determine long-term treatment effectiveness. | Data not provided
Final Danny T Adit Treatability Study Year 1 Technical Memorandum, Barker-Hughesville Mining District Superfund Site Cascade and Judith Basin Counties, Montana | BARKER HUGHESVILLE MINING DISTRICT | MT6122307485 | N/A | N/A | SAPS | Data not provided | Successive alkalinity producing system (SAPS) pre-treatment | Passive | Successive alkalinity producing system (SAPS) | Pre-treatment | Danny T adit water | Y | Pre-treatment | Batteries used to run metering pump, slurry mixer, and timer switch | Remote central Montana, southeast of Great Falls/no constraints noted | Pilot | June - September 2013 | Calcium | Ca, total | µg/L | N | N/A | 107 | 375 | -250.4673 | [9 empty] | Data not provided | Data not provided | Data not provided | Data not provided | Data not provided | Data not provided | Data not provided | Data not provided |  | Influent | 2.81 | 6.48 | mg/L | 25 | °C | Data not provided | N/A | Data not provided | N/A | 490.9 | mV | 2267 | µS/cm | None | N/A | Data not provided | Data not provided | Data not provided | Data not provided | Data not provided | Data not provided | Data not provided | Data not provided | Data not provided | Data not provided | Data not provided | Data not provided | Pre-treatment substrate of limestone gravel overlain by a manure and compost layer. | Data not provided | Data not provided
Final Danny T Adit Treatability Study Year 1 Technical Memorandum, Barker-Hughesville Mining District Superfund Site Cascade and Judith Basin Counties, Montana | BARKER HUGHESVILLE MINING DISTRICT | MT6122307485 | N/A | N/A | SAPS | Data not provided | Successive alkalinity producing system (SAPS) pre-treatment | Passive | Successive alkalinity producing system (SAPS) | Pre-treatment | Danny T adit water | Y | Pre-treatment | Batteries used to run metering pump, slurry mixer, and timer switch | Remote central Montana, southeast of Great Falls/no constraints noted | Pilot | June - September 2013 | Calcium | Ca, dissolved | µg/L | N | N/A | 108 | 371 | -243.5185 | [9 empty] | Data not provided | Data not provided | Data not provided | Data not provided | Data not provided | Data not provided | Data not provided | Data not provided |  | Influent | 2.81 | 6.48 | mg/L | 25 | °C | Data not provided | N/A | Data not provided | N/A | 490.9 | mV | 2267 | µS/cm | None | N/A | Data not provided | Data not provided | Data not provided | Data not provided | Data not provided | Data not provided | Data not provided | Data not provided | Data not provided | Data not provided | Data not provided | Data not provided | Pre-treatment substrate of limestone gravel overlain by a manure and compost layer. | The number of sampling dates was reduced, resulting in less info to determine long-term treatment effectiveness. | Data not provided
Final Danny T Adit Treatability Study Year 1 Technical Memorandum, Barker-Hughesville Mining District Superfund Site Cascade and Judith Basin Counties, Montana | BARKER HUGHESVILLE MINING DISTRICT | MT6122307485 | N/A | N/A | SAPS | Data not provided | Successive alkalinity producing system (SAPS) pre-treatment | Passive | Successive alkalinity producing system (SAPS) | Pre-treatment | Danny T adit water | Y | Pre-treatment | Batteries used to run metering pump, slurry mixer, and timer switch | Remote central Montana, southeast of Great Falls/no constraints noted | Pilot | June - September 2013 | Calcium | Ca, total | µg/L | N | N/A |  |  |  | 98 | 210 | -114.2857 | [6 empty] | Data not provided | Data not provided | Data not provided | Data not provided | Data not provided | Data not provided | Data not provided | Data not provided |  | Influent | 2.85 | 2.41 | mg/L | 21.72 | °C | Data not provided | N/A | Data not provided | N/A | 382.6 | mV | 2404 | µS/cm | 27.1 | %DO | Data not provided | Data not provided | Data not provided | Data not provided | Data not provided | Data not provided | Data not provided | Data not provided | Data not provided | Data not provided | Data not provided | Data not provided | Pre-treatment substrate of limestone gravel overlain by a manure and compost layer. | Data not provided | Data not provided
Final Danny T Adit Treatability Study Year 1 Technical Memorandum, Barker-Hughesville Mining District Superfund Site Cascade and Judith Basin Counties, Montana | BARKER HUGHESVILLE MINING DISTRICT | MT6122307485 | N/A | N/A | SAPS | Data not provided | Successive alkalinity producing system (SAPS) pre-treatment | Passive | Successive alkalinity producing system (SAPS) | Pre-treatment | Danny T adit water | Y | Pre-treatment | Batteries used to run metering pump, slurry mixer, and timer switch | Remote central Montana, southeast of Great Falls/no constraints noted | Pilot | June - September 2013 | Calcium | Ca, dissolved | µg/L | N | N/A |  |  |  | 93 | 233–235 | (-)152.7–(-)150.5 | [6 empty] | Data not provided | Data not provided | Data not provided | Data not provided | Data not provided | Data not provided | Data not provided | Data not provided |  | Influent | 2.8–2.94 | NA–2.19 | mg/L | 16.34–25.14 | °C | Data not provided | N/A | Data not provided | N/A | 477.4–492.7 | mV | 2,610–3,394 | µS/cm | 26–42.4 | %DO | Data not provided | Data not provided | Data not provided | Data not provided | Data not provided | Data not provided | Data not provided | Data not provided | Data not provided | Data not provided | Data not provided | Data not provided | Pre-treatment substrate of limestone gravel overlain by a manure and compost layer. | The number of sampling dates was reduced, resulting in less info to determine long-term treatment effectiveness. | Data not provided | Range of values reflects more than one day with the same minimum influent.
Final Danny T Adit Treatability Study Year 1 Technical Memorandum, Barker-Hughesville Mining District Superfund Site Cascade and Judith Basin Counties, Montana | BARKER HUGHESVILLE MINING DISTRICT | MT6122307485 | N/A | N/A | SAPS | Data not provided | Successive alkalinity producing system (SAPS) pre-treatment | Passive | Successive alkalinity producing system (SAPS) | Pre-treatment | Danny T adit water | Y | Pre-treatment | Batteries used to run metering pump, slurry mixer, and timer switch | Remote central Montana, southeast of Great Falls/no constraints noted | Pilot | June - September 2013 | Calcium | Ca, total | µg/L | N | N/A | [6 empty] | 375 | 107 | -250.4673 |  |  |  | Data not provided | Data not provided | Data not provided | Data not provided | Data not provided | Data not provided | Data not provided | Data not provided |  | Effluent | 6.38 | 0.09 | mg/L | 21.97 | °C | Data not provided | N/A | Data not provided | N/A | -157.6 | mV | 2434 | µS/cm | None | N/A | Data not provided | Data not provided | Data not provided | Data not provided | Data not provided | Data not provided | Data not provided | Data not provided | Data not provided | Data not provided | Data not provided | Data not provided | Pre-treatment substrate of limestone gravel overlain by a manure and compost layer. | Data not provided | Data not provided
Final Danny T Adit Treatability Study Year 1 Technical Memorandum, Barker-Hughesville Mining District Superfund Site Cascade and Judith Basin Counties, Montana | BARKER HUGHESVILLE MINING DISTRICT | MT6122307485 | N/A | N/A | SAPS | Data not provided | Successive alkalinity producing system (SAPS) pre-treatment | Passive | Successive alkalinity producing system (SAPS) | Pre-treatment | Danny T adit water | Y | Pre-treatment | Batteries used to run metering pump, slurry mixer, and timer switch | Remote central Montana, southeast of Great Falls/no constraints noted | Pilot | June - September 2013 | Calcium | Ca, dissolved | µg/L | N | N/A | [6 empty] | 371 | 108 | -243.5185 |  |  |  | Data not provided | Data not provided | Data not provided | Data not provided | Data not provided | Data not provided | Data not provided | Data not provided |  | Effluent | 6.38 | 0.09 | mg/L | 21.97 | °C | Data not provided | N/A | Data not provided | N/A | -157.6 | mV | 2434 | µS/cm | None | N/A | Data not provided | Data not provided | Data not provided | Data not provided | Data not provided | Data not provided | Data not provided | Data not provided | Data not provided | Data not provided | Data not provided | Data not provided | Pre-treatment substrate of limestone gravel overlain by a manure and compost layer. | The number of sampling dates was reduced, resulting in less info to determine long-term treatment effectiveness. | Data not provided
Final Danny T Adit Treatability Study Year 1 Technical Memorandum, Barker-Hughesville Mining District Superfund Site Cascade and Judith Basin Counties, Montana | BARKER HUGHESVILLE MINING DISTRICT | MT6122307485 | N/A | N/A | SAPS | Data not provided | Successive alkalinity producing system (SAPS) pre-treatment | Passive | Successive alkalinity producing system (SAPS) | Pre-treatment | Danny T adit water | Y | Pre-treatment | Batteries used to run metering pump, slurry mixer, and timer switch | Remote central Montana, southeast of Great Falls/no constraints noted | Pilot | June - September 2013 | Calcium | Ca, total | µg/L | N | N/A | [9 empty] | 210 | 98 | -114.2857 | Data not provided | Data not provided | Data not provided | Data not provided | Data not provided | Data not provided | Data not provided | Data not provided |  | Effluent | 5.22 | 1.58 | mg/L | 17.74 | °C | Data not provided | N/A | Data not provided | N/A | 132.8 | mV | 2091 | µS/cm | 15.8 | %DO | Data not provided | Data not provided | Data not provided | Data not provided | Data not provided | Data not provided | Data not provided | Data not provided | Data not provided | Data not provided | Data not provided | Data not provided | Pre-treatment substrate of limestone gravel overlain by a manure and compost layer. | Data not provided | Data not provided
Final Danny T Adit Treatability Study Year 1 Technical Memorandum, Barker-Hughesville Mining District Superfund Site Cascade and Judith Basin Counties, Montana | BARKER HUGHESVILLE MINING DISTRICT | MT6122307485 | N/A | N/A | SAPS | Data not provided | Successive alkalinity producing system (SAPS) pre-treatment | Passive | Successive alkalinity producing system (SAPS) | Pre-treatment | Danny T adit water | Y | Pre-treatment | Batteries used to run metering pump, slurry mixer, and timer switch | Remote central Montana, southeast of Great Falls/no constraints noted | Pilot | June - September 2013 | Calcium | Ca, dissolved | µg/L | N | N/A | [9 empty] | 227 | 95 | -138.9474 | Data not provided | Data not provided | Data not provided | Data not provided | Data not provided | Data not provided | Data not provided | Data not provided |  | Effluent | 5.22 | 2.73 | mg/L | 18.68 | °C | Data not provided | N/A | Data not provided | N/A | 125.7 | mV | 1996 | µS/cm | 30 | %DO | Data not provided | Data not provided | Data not provided | Data not provided | Data not provided | Data not provided | Data not provided | Data not provided | Data not provided | Data not provided | Data not provided | Data not provided | Pre-treatment substrate of limestone gravel overlain by a manure and compost layer. | The number of sampling dates was reduced, resulting in less info to determine long-term treatment effectiveness. | Data not provided
Final Danny T Adit Treatability Study Year 1 Technical Memorandum, Barker-Hughesville Mining District Superfund Site Cascade and Judith Basin Counties, Montana | BARKER HUGHESVILLE MINING DISTRICT | MT6122307485 | N/A | N/A | SAPS | Data not provided | Successive alkalinity producing system (SAPS) pre-treatment | Passive | Successive alkalinity producing system (SAPS) | Pre-treatment | Danny T adit water | Y | Pre-treatment | Batteries used to run metering pump, slurry mixer, and timer switch | Remote central Montana, southeast of Great Falls/no constraints noted | Pilot | June - September 2013 | Carbonate | Carbonate | mg/L as CO3 | N | N/A | 1 U | 1 U | Not Applicable | [9 empty] | Data not provided | Data not provided | Data not provided | Data not provided | Data not provided | Data not provided | Data not provided | Data not provided |  | Influent | 2.72–2.94 | NA–6.48 | mg/L | 16.34–25.14 | °C | Data not provided | N/A | Data not provided | N/A | 382.6–492.7 | mV | 1,332–3,394 | µS/cm | NA–43.7 | %DO | Data not provided | Data not provided | Data not provided | Data not provided | Data not provided | Data not provided | Data not provided | Data not provided | Data not provided | Data not provided | Data not provided | Data not provided | Pre-treatment substrate of limestone gravel overlain by a manure and compost layer. | Data not provided | All influent values below the detection limit | U = under the detection limit. A range of values is shown to reflect multiple days with influent below the detection limit.
Final Danny T Adit Treatability Study Year 1 Technical Memorandum, Barker-Hughesville Mining District Superfund Site Cascade and Judith Basin Counties, Montana | BARKER HUGHESVILLE MINING DISTRICT | MT6122307485 | N/A | N/A | SAPS | Data not provided | Successive alkalinity producing system (SAPS) pre-treatment | Passive | Successive alkalinity producing system (SAPS) | Pre-treatment | Danny T adit water | Y | Pre-treatment | Batteries used to run metering pump, slurry mixer, and timer switch | Remote central Montana, southeast of Great Falls/no constraints noted | Pilot | June - September 2013 | Carbonate | Carbonate | mg/L as CO3 | N | N/A |  |  |  | 1 U | 1 U | Not Applicable | [6 empty] | Data not provided | Data not provided | Data not provided | Data not provided | Data not provided | Data not provided | Data not provided | Data not provided |  | Influent | 2.72–2.94 | NA–6.48 | mg/L | 16.34–25.14 | °C | Data not provided | N/A | Data not provided | N/A | 382.6–492.7 | mV | 1,332–3,394 | µS/cm | NA–43.7 | %DO | Data not provided | Data not provided | Data not provided | Data not provided | Data not provided | Data not provided | Data not provided | Data not provided | Data not provided | Data not provided | Data not provided | Data not provided | Pre-treatment substrate of limestone gravel overlain by a manure and compost layer. | Data not provided | All influent values below the detection limit | U = under the detection limit. A range of values is shown to reflect multiple days with influent below the detection limit.
Final Danny T Adit Treatability Study Year 1 Technical Memorandum, Barker-Hughesville Mining District Superfund Site Cascade and Judith Basin Counties, Montana | BARKER HUGHESVILLE MINING DISTRICT | MT6122307485 | N/A | N/A | SAPS | Data not provided | Successive alkalinity producing system (SAPS) pre-treatment | Passive | Successive alkalinity producing system (SAPS) | Pre-treatment | Danny T adit water | Y | Pre-treatment | Batteries used to run metering pump, slurry mixer, and timer switch | Remote central Montana, southeast of Great Falls/no constraints noted | Pilot | June - September 2013 | Carbonate | Carbonate | mg/L as CO3 | N | N/A | [6 empty] | 1 U | 1 U | Not Applicable |  |  |  | Data not provided | Data not provided | Data not provided | Data not provided | Data not provided | Data not provided | Data not provided | Data not provided |  | Effluent | 5.11–6.38 | 0.09–4.14 | mg/L | 13.38–21.97 | °C | Data not provided | N/A | Data not provided | N/A | (-)157.6–178.3 | mV | 1,996–3,011 | µS/cm | NA–42.6 | %DO | Data not provided | Data not provided | Data not provided | Data not provided | Data not provided | Data not provided | Data not provided | Data not provided | Data not provided | Data not provided | Data not provided | Data not provided | Pre-treatment substrate of limestone gravel overlain by a manure and compost layer. | Data not provided | All effluent values below the detection limit | U = under the detection limit. A range of values is shown to reflect multiple days with effluent below the detection limit.
Final Danny T Adit Treatability Study Year 1 Technical Memorandum, Barker-Hughesville Mining District Superfund Site Cascade and Judith Basin Counties, Montana | BARKER HUGHESVILLE MINING DISTRICT | MT6122307485 | N/A | N/A | SAPS | Data not provided | Successive alkalinity producing system (SAPS) pre-treatment | Passive | Successive alkalinity producing system (SAPS) | Pre-treatment | Danny T adit water | Y | Pre-treatment | Batteries used to run metering pump, slurry mixer, and timer switch | Remote central Montana, southeast of Great Falls/no constraints noted | Pilot | June - September 2013 | Carbonate | Carbonate | mg/L as CO3 | N | N/A | [9 empty] | 1 U | 1 U | Not Applicable | Data not provided | Data not provided | Data not provided | Data not provided | Data not provided | Data not provided | Data not provided | Data not provided |  | Effluent | 5.11–6.38 | 0.09–4.14 | mg/L | 13.38–21.97 | °C | Data not provided | N/A | Data not provided | N/A | (-)157.6–178.3 | mV | 1,996–3,011 | µS/cm | NA–42.6 | %DO | Data not provided | Data not provided | Data not provided | Data not provided | Data not provided | Data not provided | Data not provided | Data not provided | Data not provided | Data not provided | Data not provided | Data not provided | Pre-treatment substrate of limestone gravel overlain by a manure and compost layer. | Data not provided | All effluent values below the detection limit | U = under the detection limit. A range of values is shown to reflect multiple days with effluent below the detection limit.
Final Danny T Adit Treatability Study Year 1 Technical Memorandum, Barker-Hughesville Mining District Superfund Site Cascade and Judith Basin Counties, Montana | BARKER HUGHESVILLE MINING DISTRICT | MT6122307485 | N/A | N/A | CHIT | Data not provided | Chitorem pre-treatment (CHIT) | Passive | Chitorem® | Pre-treatment | Danny T adit water | Y | Pre-treatment | Batteries used to run metering pump, slurry mixer, and timer switch | Remote central Montana, southeast of Great Falls/no constraints noted | Pilot | June - September 2013 | Carbonate | Carbonate | mg/L as CO3 | N | N/A | 1 U | 1 U | Not Applicable | [9 empty] | Data not provided | Data not provided | Data not provided | Data not provided | Data not provided | Data not provided | Data not provided | Data not provided |  | Influent | 2.72–2.94 | NA–6.48 | mg/L | 16.34–25.14 | °C | Data not provided | N/A | Data not provided | N/A | 382.6–492.7 | mV | 1,332–3,394 | µS/cm | NA–43.7 | %DO | Data not provided | Data not provided | Data not provided | Data not provided | Data not provided | Data not provided | Data not provided | Data not provided | Data not provided | Data not provided | The Chitorem/BCR3 treatment provided the best overall treatment performance for both metal removal and sustaining sulfate reducing conditions. | Data not provided | Chitorem is a proprietary material that contains calcium carbonate, protein, and chitin (crab shell). Also contains its own bacteria - material breaks down and produces carbonates (adds alkalinity). | The Chitorem substrate composition was modified by adding pea gravel to increase permeability. | All influent values below the detection limit | U = under the detection limit. A range of values is shown to reflect multiple days with influent below the detection limit.
Final Danny T Adit Treatability Study Year 1 Technical Memorandum, Barker-Hughesville Mining District Superfund Site Cascade and Judith Basin Counties, Montana | BARKER HUGHESVILLE MINING DISTRICT | MT6122307485 | N/A | N/A | CHIT | Data not provided | Chitorem pre-treatment (CHIT) | Passive | Chitorem® | Pre-treatment | Danny T adit water | Y | Pre-treatment | Batteries used to run metering pump, slurry mixer, and timer switch | Remote central Montana, southeast of Great Falls/no constraints noted | Pilot | June - September 2013 | Carbonate | Carbonate | mg/L as CO3 | N | N/A |  |  |  | 1 U | 1 U | Not Applicable | [6 empty] | Data not provided | Data not provided | Data not provided | Data not provided | Data not provided | Data not provided | Data not provided | Data not provided |  | Influent | 2.72–2.94 | NA–6.48 | mg/L | 16.34–25.14 | °C | Data not provided | N/A | Data not provided | N/A | 382.6–492.7 | mV | 1,332–3,394 | µS/cm | NA–43.7 | %DO | Data not provided | Data not provided | Data not provided | Data not provided | Data not provided | Data not provided | Data not provided | Data not provided | Data not provided | Data not provided | The Chitorem/BCR3 treatment provided the best overall treatment performance for both metal removal and sustaining sulfate reducing conditions. | Data not provided | Chitorem is a proprietary material that contains calcium carbonate, protein, and chitin (crab shell). Also contains its own bacteria - material breaks down and produces carbonates (adds alkalinity). | The Chitorem substrate composition was modified by adding pea gravel to increase permeability. | All influent values below the detection limit | U = under the detection limit. A range of values is shown to reflect multiple days with influent below the detection limit.
Final Danny T Adit Treatability Study Year 1 Technical Memorandum, Barker-Hughesville Mining District Superfund Site Cascade and Judith Basin Counties, Montana | BARKER HUGHESVILLE MINING DISTRICT | MT6122307485 | N/A | N/A | CHIT | Data not provided | Chitorem pre-treatment (CHIT) | Passive | Chitorem® | Pre-treatment | Danny T adit water | Y | Pre-treatment | Batteries used to run metering pump, slurry mixer, and timer switch | Remote central Montana, southeast of Great Falls/no constraints noted | Pilot | June - September 2013 | Carbonate | Carbonate | mg/L as CO3 | N | N/A | [6 empty] | 1 U | 1 U | Not Applicable |  |  |  | Data not provided | Data not provided | Data not provided | Data not provided | Data not provided | Data not provided | Data not provided | Data not provided |  | Effluent | 6.07–6.83 | 0.05–3.94 | mg/L | 13.52–21.52 | °C | Data not provided | N/A | Data not provided | N/A | (-)249.8–(-)57.3 | mV | 2,941–60,571 | µS/cm | NA–46.4 | %DO | Data not provided | Data not provided | Data not provided | Data not provided | Data not provided | Data not provided | Data not provided | Data not provided | Data not provided | Data not provided | The Chitorem/BCR3 treatment provided the best overall treatment performance for both metal removal and sustaining sulfate reducing conditions. | Data not provided | Chitorem is a proprietary material that contains calcium carbonate, protein, and chitin (crab shell). Also contains its own bacteria - material breaks down and produces carbonates (adds alkalinity). | The Chitorem substrate composition was modified by adding pea gravel to increase permeability. | All effluent values below the detection limit | U = under the detection limit. A range of values is shown to reflect more than one day with effluent below the detection limit.
Final Danny T Adit Treatability Study Year 1 Technical Memorandum, Barker-Hughesville Mining District Superfund Site Cascade and Judith Basin Counties, Montana | BARKER HUGHESVILLE MINING DISTRICT | MT6122307485 | N/A | N/A | CHIT | Data not provided | Chitorem pre-treatment (CHIT) | Passive | Chitorem® | Pre-treatment | Danny T adit water | Y | Pre-treatment | Batteries used to run metering pump, slurry mixer, and timer switch | Remote central Montana, southeast of Great Falls/no constraints noted | Pilot | June - September 2013 | Carbonate | Carbonate | mg/L as CO3 | N | N/A | [9 empty] | 1 U | 1 U | Not Applicable | Data not provided | Data not provided | Data not provided | Data not provided | Data not provided | Data not provided | Data not provided | Data not provided |  | Effluent | 6.07–6.83 | 0.05–3.94 | mg/L | 13.52–21.52 | °C | Data not provided | N/A | Data not provided | N/A | (-)249.8–(-)57.3 | mV | 2,941–60,571 | µS/cm | NA–46.4 | %DO | Data not provided | Data not provided | Data not provided | Data not provided | Data not provided | Data not provided | Data not provided | Data not provided | Data not provided | Data not provided | The Chitorem/BCR3 treatment provided the best overall treatment performance for both metal removal and sustaining sulfate reducing conditions. | Data not provided | Chitorem is a proprietary material that contains calcium carbonate, protein, and chitin (crab shell). Also contains its own bacteria - material breaks down and produces carbonates (adds alkalinity). | The Chitorem substrate composition was modified by adding pea gravel to increase permeability. | All effluent values below the detection limit | U = under the detection limit. A range of values is shown to reflect more than one day with effluent below the detection limit.
Final Danny T Adit Treatability Study Year 1 Technical Memorandum, Barker-Hughesville Mining District Superfund Site Cascade and Judith Basin Counties, Montana | BARKER HUGHESVILLE MINING DISTRICT | MT6122307485 | N/A | N/A | MGOH | Data not provided | Alkaline Addition pre-treatment - Mg(OH)2 | Passive | Magnesium hydroxide Mg(OH)2 | Pre-treatment | Danny T adit water | Y | Pre-treatment | Batteries used to run metering pump, slurry mixer, and timer switch | Remote central Montana, southeast of Great Falls/no constraints noted | Pilot | June - September 2013 | Carbonate | Carbonate | mg/L as CO3 | N | N/A | 1 U | 1 U | Not Applicable | [9 empty] | Data not provided | Data not provided | Data not provided | Data not provided | Data not provided | Data not provided | Data not provided | Data not provided |  | Influent | 2.72–2.94 | NA–6.48 | mg/L | 16.34–25.14 | °C | Data not provided | N/A | Data not provided | N/A | 382.6–492.7 | mV | 1,332–3,394 | µS/cm | NA–43.7 | %DO | Data not provided | Data not provided | Data not provided | Data not provided | Data not provided | Data not provided | Data not provided | Data not provided | Data not provided | Data not provided | Data not provided | Data not provided | Alkaline addition using a magnesium hydroxide (Mg(OH)2) solution. | Data not provided | All influent values below the detection limit | U = under the detection limit. A range of values is shown to reflect multiple days with influent below the detection limit.
Final Danny T Adit Treatability Study Year 1 Technical Memorandum, Barker-Hughesville Mining District Superfund Site Cascade and Judith Basin Counties, Montana | BARKER HUGHESVILLE MINING DISTRICT | MT6122307485 | N/A | N/A | MGOH | Data not provided | Alkaline Addition pre-treatment - Mg(OH)2 | Passive | Magnesium hydroxide Mg(OH)2 | Pre-treatment | Danny T adit water | Y | Pre-treatment | Batteries used to run metering pump, slurry mixer, and timer switch | Remote central Montana, southeast of Great Falls/no constraints noted | Pilot | June - September 2013 | Carbonate | Carbonate | mg/L as CO3 | N | N/A |  |  |  | 1 U | 1 U | Not Applicable | [6 empty] | Data not provided | Data not provided | Data not provided | Data not provided | Data not provided | Data not provided | Data not provided | Data not provided |  | Influent | 2.72–2.94 | NA–6.48 | mg/L | 16.34–25.14 | °C | Data not provided | N/A | Data not provided | N/A | 382.6–492.7 | mV | 1,332–3,394 | µS/cm | NA–43.7 | %DO | Data not provided | Data not provided | Data not provided | Data not provided | Data not provided | Data not provided | Data not provided | Data not provided | Data not provided | Data not provided | Data not provided | Data not provided | Alkaline addition using a magnesium hydroxide (Mg(OH)2) solution. | Data not provided | All influent values below the detection limit | U = under the detection limit. A range of values is shown to reflect multiple days with influent below the detection limit.
Final Danny T Adit Treatability Study Year 1 Technical Memorandum, Barker-Hughesville Mining District Superfund Site Cascade and Judith Basin Counties, Montana | BARKER HUGHESVILLE MINING DISTRICT | MT6122307485 | N/A | N/A | MGOH | Data not provided | Alkaline Addition pre-treatment - Mg(OH)2 | Passive | Magnesium hydroxide Mg(OH)2 | Pre-treatment | Danny T adit water | Y | Pre-treatment | Batteries used to run metering pump, slurry mixer, and timer switch | Remote central Montana, southeast of Great Falls/no constraints noted | Pilot | June - September 2013 | Carbonate | Carbonate | mg/L as CO3 | N | N/A | [6 empty] | 1 U | 1 U | Not Applicable |  |  |  | Data not provided | Data not provided | Data not provided | Data not provided | Data not provided | Data not provided | Data not provided | Data not provided |  | Effluent | 3.05–5.94 | 2.48–7.22 | mg/L | 13.16–20.33 | °C | Data not provided | N/A | Data not provided | N/A | (-)15.6–425 | mV | 1,930–3,022 | µS/cm | NA–74 | %DO | Data not provided | Data not provided | Data not provided | Data not provided | Data not provided | Data not provided | Data not provided | Data not provided | Data not provided | Data not provided | Data not provided | Data not provided | Alkaline addition using a magnesium hydroxide (Mg(OH)2) solution. | Data not provided | All effluent values below the detection limit | U = under the detection limit. A range of values is shown to reflect multiple days with effluent below the detection limit.
Final Danny T Adit Treatability Study Year 1 Technical Memorandum, Barker-Hughesville Mining District Superfund Site Cascade and Judith Basin Counties, Montana | BARKER HUGHESVILLE MINING DISTRICT | MT6122307485 | N/A | N/A | MGOH | Data not provided | Alkaline Addition pre-treatment - Mg(OH)2 | Passive | Magnesium hydroxide Mg(OH)2 | Pre-treatment | Danny T adit water | Y | Pre-treatment | Batteries used to run metering pump, slurry mixer, and timer switch | Remote central Montana, southeast of Great Falls/no constraints noted | Pilot | June - September 2013 | Carbonate | Carbonate | mg/L as CO3 | N | N/A | [9 empty] | 1 U | 1 U | Not Applicable | Data not provided | Data not provided | Data not provided | Data not provided | Data not provided | Data not provided | Data not provided | Data not provided |  | Effluent | 3.05–5.94 | 2.48–7.22 | mg/L | 13.16–20.33 | °C | Data not provided | N/A | Data not provided | N/A | (-)15.6–425 | mV | 1,930–3,022 | µS/cm | NA–74 | %DO | Data not provided | Data not provided | Data not provided | Data not provided | Data not provided | Data not provided | Data not provided | Data not provided | Data not provided | Data not provided | Data not provided | Data not provided | Alkaline addition using a magnesium hydroxide (Mg(OH)2) solution. | Data not provided | All effluent values below the detection limit | U = under the detection limit. A range of values is shown to reflect multiple days with effluent below the detection limit.
Final Danny T Adit Treatability Study Year 1 Technical Memorandum, Barker-Hughesville Mining District Superfund Site Cascade and Judith Basin Counties, Montana | BARKER HUGHESVILLE MINING DISTRICT | MT6122307485 | N/A | N/A | BCR1 | Data not provided | Biochemical reactor (BCR) without pre-treatment (BCR1) | Passive | Biochemical reactor (BCR) | No pre-treatment | Danny T adit water | N | BCR without pre-treatment | Batteries used to run metering pump, slurry mixer, and timer switch | Remote central Montana, southeast of Great Falls/no constraints noted | Pilot | June - September 2013 | Carbonate | Carbonate | mg/L as CO3 | N | N/A | 1 U | 1 U | Not Applicable | [9 empty] | Data not provided | Data not provided | Data not provided | Data not provided | Data not provided | Data not provided | Data not provided | Data not provided |  | Influent | 2.72–2.94 | NA–6.48 | mg/L | 16.34–25.14 | °C | Data not provided | N/A | Data not provided | N/A | 382.6–492.7 | mV | 1,332–3,394 | µS/cm | NA–43.7 | %DO | Data not provided | Data not provided | Data not provided | Data not provided | Data not provided | Data not provided | Data not provided | Data not provided | Data not provided | Data not provided | Results support the need for pretreatment of high acidity MIW ahead of the BCR. | Data not provided | Substrate: sawdust, wood chips, compost, dairy manure and limestone chips. BCR substrate composition was modified due to a shortage of available manure and limestone. The shortage of manure and limestone may have had a negative impact on treatment effectiveness in the BCRs. | Data not provided | All influent values below the detection limit | U = under the detection limit. A range of values is shown to reflect multiple days with influent below the detection limit.
Final Danny T Adit Treatability Study Year 1 Technical Memorandum, Barker-Hughesville Mining District Superfund Site Cascade and Judith Basin Counties, Montana | BARKER HUGHESVILLE MINING DISTRICT | MT6122307485 | N/A | N/A | BCR1 | Data not provided | Biochemical reactor (BCR) without pre-treatment (BCR1) | Passive | Biochemical reactor (BCR) | No pre-treatment | Danny T adit water | N | BCR without pre-treatment | Batteries used to run metering pump, slurry mixer, and timer switch | Remote central Montana, southeast of Great Falls/no constraints noted | Pilot | June - September 2013 | Carbonate | Carbonate | mg/L as CO3 | N | N/A |  |  |  | 1 U | 1 U | Not Applicable | [6 empty] | Data not provided | Data not provided | Data not provided | Data not provided | Data not provided | Data not provided | Data not provided | Data not provided |  | Influent | 2.72–2.94 | NA–6.48 | mg/L | 16.34–25.14 | °C | Data not provided | N/A | Data not provided | N/A | 382.6–492.7 | mV | 1,332–3,394 | µS/cm | NA–43.7 | %DO | Data not provided | Data not provided | Data not provided | Data not provided | Data not provided | Data not provided | Data not provided | Data not provided | Data not provided | Data not provided | Results support the need for pretreatment of high acidity MIW ahead of the BCR. | Data not provided | Substrate: sawdust, wood chips, compost, dairy manure and limestone chips. BCR substrate composition was modified due to a shortage of available manure and limestone. The shortage of manure and limestone may have had a negative impact on treatment effectiveness in the BCRs. | Data not provided | All influent values below the detection limit | U = under the detection limit. A range of values is shown to reflect multiple days with influent below the detection limit.
Final Danny T Adit Treatability Study Year 1 Technical Memorandum, Barker-Hughesville Mining District Superfund Site Cascade and Judith Basin Counties, Montana | BARKER HUGHESVILLE MINING DISTRICT | MT6122307485 | N/A | N/A | BCR1 | Data not provided | Biochemical reactor (BCR) without pre-treatment (BCR1) | Passive | Biochemical reactor (BCR) | No pre-treatment | Danny T adit water | N | BCR without pre-treatment | Batteries used to run metering pump, slurry mixer, and timer switch | Remote central Montana, southeast of Great Falls/no constraints noted | Pilot | June - September 2013 | Carbonate | Carbonate | mg/L as CO3 | N | N/A | [6 empty] | 1 U | 1 U | Not Applicable |  |  |  | Data not provided | Data not provided | Data not provided | Data not provided | Data not provided | Data not provided | Data not provided | Data not provided |  | Effluent | 5.6–6.14 | 0.02–2.31 | mg/L | 14.95–20.6 | °C | Data not provided | N/A | Data not provided | N/A | (-)163–77.2 | mV | 1,992–3,505 | µS/cm | NA–15.9 | %DO | Data not provided | Data not provided | Data not provided | Data not provided | Data not provided | Data not provided | Data not provided | Data not provided | Data not provided | Data not provided | Results support the need for pretreatment of high acidity MIW ahead of the BCR. | Data not provided | Substrate: sawdust, wood chips, compost, dairy manure and limestone chips. BCR substrate composition was modified due to a shortage of available manure and limestone. The shortage of manure and limestone may have had a negative impact on treatment effectiveness in the BCRs. | Data not provided | All effluent values below the detection limit | U = under the detection limit. A range of values is shown to reflect multiple days with effluent below the detection limit.
Final Danny T Adit Treatability Study Year 1 Technical Memorandum, Barker-Hughesville Mining District Superfund Site Cascade and Judith Basin Counties, Montana | BARKER HUGHESVILLE MINING DISTRICT | MT6122307485 | N/A | N/A | BCR1 | Data not provided | Biochemical reactor (BCR) without pre-treatment (BCR1) | Passive | Biochemical reactor (BCR) | No pre-treatment | Danny T adit water | N | BCR without pre-treatment | Batteries used to run metering pump, slurry mixer, and timer switch | Remote central Montana, southeast of Great Falls/no constraints noted | Pilot | June - September 2013 | Carbonate | Carbonate | mg/L as CO3 | N | N/A | [9 empty] | 1 U | 1 U | Not Applicable | Data not provided | Data not provided | Data not provided | Data not provided | Data not provided | Data not provided | Data not provided | Data not provided |  | Effluent | 5.6–6.14 | 0.02–2.31 | mg/L | 14.95–20.6 | °C | Data not provided | N/A | Data not provided | N/A | (-)163–77.2 | mV | 1,992–3,505 | µS/cm | NA–15.9 | %DO | Data not provided | Data not provided | Data not provided | Data not provided | Data not provided | Data not provided | Data not provided | Data not provided | Data not provided | Data not provided | Results support the need for pretreatment of high acidity MIW ahead of the BCR. | Data not provided | Substrate: sawdust, wood chips, compost, dairy manure and limestone chips. BCR substrate composition was modified due to a shortage of available manure and limestone. The shortage of manure and limestone may have had a negative impact on treatment effectiveness in the BCRs. | Data not provided | All effluent values below the detection limit | U = under the detection limit. A range of values is shown to reflect multiple days with effluent below the detection limit.
Final Danny T Adit Treatability Study Year 1 Technical Memorandum, Barker-Hughesville Mining District Superfund Site Cascade and Judith Basin Counties, Montana | BARKER HUGHESVILLE MINING DISTRICT | MT6122307485 | N/A | N/A | BCR2 | Data not provided | Biochemical reactor (BCR) with SAPS pre-treatment (BCR2) | Passive | Biochemical reactor (BCR) | Pre-treatment | Danny T adit water | Y | BCR with pre-treatment | Batteries used to run metering pump, slurry mixer, and timer switch | Remote central Montana, southeast of Great Falls/no constraints noted | Pilot | June - September 2013 | Carbonate | Carbonate | mg/L as CO3 | N | N/A | 1 U | 1 U | Not Applicable | [9 empty] | Data not provided | Data not provided | Data not provided | Data not provided | Data not provided | Data not provided | Data not provided | Data not provided |  | Influent | 2.72–2.94 | NA–6.48 | mg/L | 16.34–25.14 | °C | Data not provided | N/A | Data not provided | N/A | 382.6–492.7 | mV | 1,332–3,394 | µS/cm | NA–43.7 | %DO | Data not provided | Data not provided | Data not provided | Data not provided | Data not provided | Data not provided | Data not provided | Data not provided | Data not provided | Data not provided | Data not provided | Data not provided | Substrate: sawdust, wood chips, compost, dairy manure and limestone chips. BCR substrate composition was modified due to a shortage of available manure and limestone. The shortage of manure and limestone may have had a negative impact on treatment effectiveness in the BCRs. | Data not provided | All influent values below the detection limit | U = under the detection limit. A range of values is shown to reflect multiple days with influent below the detection limit.
Final Danny T Adit Treatability Study Year 1 Technical Memorandum, Barker-Hughesville Mining District Superfund Site Cascade and Judith Basin Counties, Montana | BARKER HUGHESVILLE MINING DISTRICT | MT6122307485 | N/A | N/A | BCR2 | Data not provided | Biochemical reactor (BCR) with SAPS pre-treatment (BCR2) | Passive | Biochemical reactor (BCR) | Pre-treatment | Danny T adit water | Y | BCR with pre-treatment | Batteries used to run metering pump, slurry mixer, and timer switch | Remote central Montana, southeast of Great Falls/no constraints noted | Pilot | June - September 2013 | Carbonate | Carbonate | mg/L as CO3 | N | N/A |  |  |  | 1 U | 1 U | Not Applicable | [6 empty] | Data not provided | Data not provided | Data not provided | Data not provided | Data not provided | Data not provided | Data not provided | Data not provided |  | Influent | 2.72–2.94 | NA–6.48 | mg/L | 16.34–25.14 | °C | Data not provided | N/A | Data not provided | N/A | 382.6–492.7 | mV | 1,332–3,394 | µS/cm | NA–43.7 | %DO | Data not provided | Data not provided | Data not provided | Data not provided | Data not provided | Data not provided | Data not provided | Data not provided | Data not provided | Data not provided | Data not provided | Data not provided | Substrate: sawdust, wood chips, compost, dairy manure and limestone chips. BCR substrate composition was modified due to a shortage of available manure and limestone. The shortage of manure and limestone may have had a negative impact on treatment effectiveness in the BCRs. | Data not provided | All influent values below the detection limit | U = under the detection limit. A range of values is shown to reflect multiple days with influent below the detection limit.
Final Danny T Adit Treatability Study Year 1 Technical Memorandum, Barker-Hughesville Mining District Superfund Site Cascade and Judith Basin Counties, Montana | BARKER HUGHESVILLE MINING DISTRICT | MT6122307485 | N/A | N/A | BCR2 | Data not provided | Biochemical reactor (BCR) with SAPS pre-treatment (BCR2) | Passive | Biochemical reactor (BCR) | Pre-treatment | Danny T adit water | Y | BCR with pre-treatment | Batteries used to run metering pump, slurry mixer, and timer switch | Remote central Montana, southeast of Great Falls/no constraints noted | Pilot | June - September 2013 | Carbonate | Carbonate | mg/L as CO3 | N | N/A | [6 empty] | 1 U | 1 U | Not Applicable |  |  |  | Data not provided | Data not provided | Data not provided | Data not provided | Data not provided | Data not provided | Data not provided | Data not provided |  | Effluent | 5.91–6.32 | 0.05–8.52 | mg/L | 14.75–21.15 | °C | Data not provided | N/A | Data not provided | N/A | (-)153.8–19.4 | mV | 2,019–4,954 | µS/cm | NA–92.1 | %DO | Data not provided | Data not provided | Data not provided | Data not provided | Data not provided | Data not provided | Data not provided | Data not provided | Data not provided | Data not provided | Data not provided | Data not provided | Substrate: sawdust, wood chips, compost, dairy manure and limestone chips. BCR substrate composition was modified due to a shortage of available manure and limestone. The shortage of manure and limestone may have had a negative impact on treatment effectiveness in the BCRs. | Data not provided | All effluent values below the detection limit | U = under the detection limit. A range of values is shown to reflect multiple days with effluent below the detection limit.
Final Danny T Adit Treatability Study Year 1 Technical Memorandum, Barker-Hughesville Mining District Superfund Site Cascade and Judith Basin Counties, Montana | BARKER HUGHESVILLE MINING DISTRICT | MT6122307485 | N/A | N/A | BCR2 | Data not provided | Biochemical reactor (BCR) with SAPS pre-treatment (BCR2) | Passive | Biochemical reactor (BCR) | Pre-treatment | Danny T adit water | Y | BCR with pre-treatment | Batteries used to run metering pump, slurry mixer, and timer switch | Remote central Montana, southeast of Great Falls/no constraints noted | Pilot | June - September 2013 | Carbonate | Carbonate | mg/L as CO3 | N | N/A | [9 empty] | 1 U | 1 U | Not Applicable | Data not provided | Data not provided | Data not provided | Data not provided | Data not provided | Data not provided | Data not provided | Data not provided |  | Effluent | 5.91–6.32 | 0.05–8.52 | mg/L | 14.75–21.15 | °C | Data not provided | N/A | Data not provided | N/A | (-)153.8–19.4 | mV | 2,019–4,954 | µS/cm | NA–92.1 | %DO | Data not provided | Data not provided | Data not provided | Data not provided | Data not provided | Data not provided | Data not provided | Data not provided | Data not provided | Data not provided | Data not provided | Data not provided | Substrate: sawdust, wood chips, compost, dairy manure and limestone chips. BCR substrate composition was modified due to a shortage of available manure and limestone. The shortage of manure and limestone may have had a negative impact on treatment effectiveness in the BCRs. | Data not provided | All effluent values below the detection limit | U = under the detection limit. A range of values is shown to reflect multiple days with effluent below the detection limit.
Final Danny T Adit Treatability Study Year 1 Technical Memorandum, Barker-Hughesville Mining District Superfund Site Cascade and Judith Basin Counties, Montana | BARKER HUGHESVILLE MINING DISTRICT | MT6122307485 | N/A | N/A | BCR3 | Data not provided | Biochemical reactor (BCR) with CHIT pre-treatment (BCR3) | Passive | Biochemical reactor (BCR) | Pre-treatment | Danny T adit water | Y | BCR with pre-treatment | Batteries used to run metering pump, slurry mixer, and timer switch | Remote central Montana, southeast of Great Falls/no constraints noted | Pilot | June - September 2013 | Carbonate | Carbonate | mg/L as CO3 | N | N/A | 1 U | 1 U | Not Applicable | [9 empty] | Data not provided | Data not provided | Data not provided | Data not provided | Data not provided | Data not provided | Data not provided | Data not provided |  | Influent | 2.72–2.94 | NA–6.48 | mg/L | 16.34–25.14 | °C | Data not provided | N/A | Data not provided | N/A | 382.6–492.7 | mV | 1,332–3,394 | µS/cm | NA–43.7 | %DO | Data not provided | Data not provided | Data not provided | Data not provided | Data not provided | Data not provided | Data not provided | Data not provided | Data not provided | Data not provided | Data not provided | Data not provided | Substrate: sawdust, wood chips, compost, dairy manure and limestone chips. BCR substrate composition was modified due to a shortage of available manure and limestone. The shortage of manure and limestone may have had a negative impact on treatment effectiveness in the BCRs. | Data not provided | All influent values below the detection limit | U = under the detection limit. A range of values is shown to reflect multiple days with influent below the detection limit.
Final Danny T Adit Treatability Study Year 1 Technical Memorandum, Barker-Hughesville Mining District Superfund Site Cascade and Judith Basin Counties, Montana | BARKER HUGHESVILLE MINING DISTRICT | MT6122307485 | N/A | N/A | BCR3 | Data not provided | Biochemical reactor (BCR) with CHIT pre-treatment (BCR3) | Passive | Biochemical reactor (BCR) | Pre-treatment | Danny T adit water | Y | BCR with pre-treatment | Batteries used to run metering pump, slurry mixer, and timer switch | Remote central Montana, southeast of Great Falls/no constraints noted | Pilot | June - September 2013 | Carbonate | Carbonate | mg/L as CO3 | N | N/A |  |  |  | 1 U | 1 U | Not Applicable | [6 empty] | Data not provided | Data not provided | Data not provided | Data not provided | Data not provided | Data not provided | Data not provided | Data not provided |  | Influent | 2.72–2.94 | NA–6.48 | mg/L | 16.34–25.14 | °C | Data not provided | N/A | Data not provided | N/A | 382.6–492.7 | mV | 1,332–3,394 | µS/cm | NA–43.7 | %DO | Data not provided | Data not provided | Data not provided | Data not provided | Data not provided | Data not provided | Data not provided | Data not provided | Data not provided | Data not provided | Data not provided | Data not provided | Substrate: sawdust, wood chips, compost, dairy manure and limestone chips. BCR substrate composition was modified due to a shortage of available manure and limestone. The shortage of manure and limestone may have had a negative impact on treatment effectiveness in the BCRs. | Data not provided | All influent values below the detection limit | U = under the detection limit. A range of values is shown to reflect multiple days with influent below the detection limit.
Final Danny T Adit Treatability Study Year 1 Technical Memorandum, Barker-Hughesville Mining District Superfund Site Cascade and Judith Basin Counties, Montana | BARKER HUGHESVILLE MINING DISTRICT | MT6122307485 | N/A | N/A | BCR3 | Data not provided | Biochemical reactor (BCR) with CHIT pre-treatment (BCR3) | Passive | Biochemical reactor (BCR) | Pre-treatment | Danny T adit water | Y | BCR with pre-treatment | Batteries used to run metering pump, slurry mixer, and timer switch | Remote central Montana, southeast of Great Falls/no constraints noted | Pilot | June - September 2013 | Carbonate | Carbonate | mg/L as CO3 | N | N/A | [6 empty] | 1 U | 1 U | Not Applicable |  |  |  | Data not provided | Data not provided | Data not provided | Data not provided | Data not provided | Data not provided | Data not provided | Data not provided |  | Effluent | 6.17–6.81 | 0.04–4.34 | mg/L | 14.5–21.09 | °C | Data not provided | N/A | Data not provided | N/A | (-)325.7–(-)152.5 | mV | 5,154–8,162 | µS/cm | NA–46.4 | %DO | Data not provided | Data not provided | Data not provided | Data not provided | Data not provided | Data not provided | Data not provided | Data not provided | Data not provided | Data not provided | Data not provided | Data not provided | Substrate: sawdust, wood chips, compost, dairy manure and limestone chips. BCR substrate composition was modified due to a shortage of available manure and limestone. The shortage of manure and limestone may have had a negative impact on treatment effectiveness in the BCRs. | Data not provided | All effluent values below the detection limit | U = under the detection limit. A range of values is shown to reflect multiple days with effluent below the detection limit.
Final Danny T Adit Treatability Study Year 1 Technical Memorandum, Barker-Hughesville Mining District Superfund Site Cascade and Judith Basin Counties, Montana | BARKER HUGHESVILLE MINING DISTRICT | MT6122307485 | N/A | N/A | BCR3 | Data not provided | Biochemical reactor (BCR) with CHIT pre-treatment (BCR3) | Passive | Biochemical reactor (BCR) | Pre-treatment | Danny T adit water | Y | BCR with pre-treatment | Batteries used to run metering pump, slurry mixer, and timer switch | Remote central Montana, southeast of Great Falls/no constraints noted | Pilot | June - September 2013 | Carbonate | Carbonate | mg/L as CO3 | N | N/A | [9 empty] | 1 U | 1 U | Not Applicable | Data not provided | Data not provided | Data not provided | Data not provided | Data not provided | Data not provided | Data not provided | Data not provided |  | Effluent | 6.17–6.81 | 0.04–4.34 | mg/L | 14.5–21.09 | °C | Data not provided | N/A | Data not provided | N/A | (-)325.7–(-)152.5 | mV | 5,154–8,162 | µS/cm | NA–46.4 | %DO | Data not provided | Data not provided | Data not provided | Data not provided | Data not provided | Data not provided | Data not provided | Data not provided | Data not provided | Data not provided | Data not provided | Data not provided | Substrate: sawdust, wood chips, compost, dairy manure and limestone chips. BCR substrate composition was modified due to a shortage of available manure and limestone. The shortage of manure and limestone may have had a negative impact on treatment effectiveness in the BCRs. | Data not provided | All effluent values below the detection limit | U = under the detection limit. A range of values is shown to reflect multiple days with effluent below the detection limit.
Final Danny T Adit Treatability Study Year 1 Technical Memorandum, Barker-Hughesville Mining District Superfund Site Cascade and Judith Basin Counties, Montana | BARKER HUGHESVILLE MINING DISTRICT | MT6122307485 | N/A | N/A | BCR4 | Data not provided | Biochemical reactor (BCR) with Mg(OH)2 pre-treatment (BCR4) | Passive | Biochemical reactor (BCR) | Pre-treatment | Danny T adit water | Y | BCR with pre-treatment | Batteries used to run metering pump, slurry mixer, and timer switch | Remote central Montana, southeast of Great Falls/no constraints noted | Pilot | June - September 2013 | Carbonate | Carbonate | mg/L as CO3 | N | N/A | 1 U | 1 U | Not Applicable | [9 empty] | Data not provided | Data not provided | Data not provided | Data not provided | Data not provided | Data not provided | Data not provided | Data not provided |  | Influent | 2.72–2.94 | NA–6.48 | mg/L | 16.34–25.14 | °C | Data not provided | N/A | Data not provided | N/A | 382.6–492.7 | mV | 1,332–3,394 | µS/cm | NA–43.7 | %DO | Data not provided | Data not provided | Data not provided | Data not provided | Data not provided | Data not provided | Data not provided | Data not provided | Data not provided | Data not provided | Data not provided | Data not provided | Substrate: sawdust, wood chips, compost, dairy manure and limestone chips. BCR substrate composition was modified due to a shortage of available manure and limestone. The shortage of manure and limestone may have had a negative impact on treatment effectiveness in the BCRs. | Data not provided | All influent values below the detection limit | U = under the detection limit. A range of values is shown to reflect multiple days with influent below the detection limit.
Final Danny T Adit Treatability Study Year 1 Technical Memorandum, Barker-Hughesville Mining District Superfund Site Cascade and Judith Basin Counties, Montana | BARKER HUGHESVILLE MINING DISTRICT | MT6122307485 | N/A | N/A | BCR4 | Data not provided | Biochemical reactor (BCR) with Mg(OH)2 pre-treatment (BCR4) | Passive | Biochemical reactor (BCR) | Pre-treatment | Danny T adit water | Y | BCR with pre-treatment | Batteries used to run metering pump, slurry mixer, and timer switch | Remote central Montana, southeast of Great Falls/no constraints noted | Pilot | June - September 2013 | Carbonate | Carbonate | mg/L as CO3 | N | N/A |  |  |  | 1 U | 1 U | Not Applicable | [6 empty] | Data not provided | Data not provided | Data not provided | Data not provided | Data not provided | Data not provided | Data not provided | Data not provided |  | Influent | 2.72–2.94 | NA–6.48 | mg/L | 16.34–25.14 | °C | Data not provided | N/A | Data not provided | N/A | 382.6–492.7 | mV | 1,332–3,394 | µS/cm | NA–43.7 | %DO | Data not provided | Data not provided | Data not provided | Data not provided | Data not provided | Data not provided | Data not provided | Data not provided | Data not provided | Data not provided | Data not provided | Data not provided | Substrate: sawdust, wood chips, compost, dairy manure and limestone chips. BCR substrate composition was modified due to a shortage of available manure and limestone. The shortage of manure and limestone may have had a negative impact on treatment effectiveness in the BCRs. | Data not provided | All influent values below the detection limit | U = under the detection limit. A range of values is shown to reflect multiple days with influent below the detection limit.
Final Danny T Adit Treatability Study Year 1 Technical Memorandum, Barker-Hughesville Mining District Superfund Site Cascade and Judith Basin Counties, Montana | BARKER HUGHESVILLE MINING DISTRICT | MT6122307485 | N/A | N/A | BCR4 | Data not provided | Biochemical reactor (BCR) with Mg(OH)2 pre-treatment (BCR4) | Passive | Biochemical reactor (BCR) | Pre-treatment | Danny T adit water | Y | BCR with pre-treatment | Batteries used to run metering pump, slurry mixer, and timer switch | Remote central Montana, southeast of Great Falls/no constraints noted | Pilot | June - September 2013 | Carbonate | Carbonate | mg/L as CO3 | N | N/A | [6 empty] | 1 U | 1 U | Not Applicable |  |  |  | Data not provided | Data not provided | Data not provided | Data not provided | Data not provided | Data not provided | Data not provided | Data not provided |  | Effluent | 6.25–7.02 | 0.02–4.35 | mg/L | 16.2–20.33 | °C | Data not provided | N/A | Data not provided | N/A | (-)171.3–(-)30.2 | mV | 1,101–4,001 | µS/cm | NA–45.8 | %DO | Data not provided | Data not provided | Data not provided | Data not provided | Data not provided | Data not provided | Data not provided | Data not provided | Data not provided | Data not provided | Data not provided | Data not provided | Substrate: sawdust, wood chips, compost, dairy manure and limestone chips. BCR substrate composition was modified due to a shortage of available manure and limestone. The shortage of manure and limestone may have had a negative impact on treatment effectiveness in the BCRs. | Data not provided | All effluent values below the detection limit | U = under the detection limit. A range of values is shown to reflect multiple days with effluent below the detection limit.
Final Danny T Adit Treatability Study Year 1 Technical Memorandum, Barker-Hughesville Mining District Superfund Site Cascade and Judith Basin Counties, Montana | BARKER HUGHESVILLE MINING DISTRICT | MT6122307485 | N/A | N/A | BCR4 | Data not provided | Biochemical reactor (BCR) with Mg(OH)2 pre-treatment (BCR4) | Passive | Biochemical reactor (BCR) | Pre-treatment | Danny T adit water | Y | BCR with pre-treatment | Batteries used to run metering pump, slurry mixer, and timer switch | Remote central Montana, southeast of Great Falls/no constraints noted | Pilot | June - September 2013 | Carbonate | Carbonate | mg/L as CO3 | N | N/A | [9 empty] | 1 U | 1 U | Not Applicable | Data not provided | Data not provided | Data not provided | Data not provided | Data not provided | Data not provided | Data not provided | Data not provided |  | Effluent | 6.25–7.02 | 0.02–4.35 | mg/L | 16.2–20.33 | °C | Data not provided | N/A | Data not provided | N/A | (-)171.3–(-)30.2 | mV | 1,101–4,001 | µS/cm | NA–45.8 | %DO | Data not provided | Data not provided | Data not provided | Data not provided | Data not provided | Data not provided | Data not provided | Data not provided | Data not provided | Data not provided | Data not provided | Data not provided | Substrate: sawdust, wood chips, compost, dairy manure and limestone chips. BCR substrate composition was modified due to a shortage of available manure and limestone. The shortage of manure and limestone may have had a negative impact on treatment effectiveness in the BCRs. | Data not provided | All effluent values below the detection limit | U = under the detection limit. A range of values is shown to reflect multiple days with effluent below the detection limit.
Final Danny T Adit Treatability Study Year 1 Technical Memorandum, Barker-Hughesville Mining District Superfund Site Cascade and Judith Basin Counties, Montana | BARKER HUGHESVILLE MINING DISTRICT | MT6122307485 | N/A | N/A | BCR1 | Data not provided | Biochemical reactor (BCR) without pre-treatment (BCR1) | Passive | Biochemical reactor (BCR) | No pre-treatment | Danny T adit water | N | BCR without pre-treatment | Batteries used to run metering pump, slurry mixer, and timer switch | Remote central Montana, southeast of Great Falls/no constraints noted | Pilot | June - September 2013 | Cadmium | Cd, total | µg/L | N | N/A | 293 | 21 | 92.8328 | [9 empty] | Data not provided | Data not provided | Data not provided | Data not provided | Data not provided | Data not provided | Data not provided | Data not provided |  | Influent | 2.81 | 6.48 | mg/L | 25 | °C | Data not provided | N/A | Data not provided | N/A | 490.9 | mV | 2267 | µS/cm | None | N/A | Data not provided | Data not provided | Data not provided | Data not provided | Data not provided | Data not provided | Data not provided | Data not provided | Data not provided | Data not provided | results support the need for pretreatment of high acidity MIW ahead of the BCR. | Data not provided | Substrate: sawdust, wood chips, compost, dairy manure and limestone chips. BCR substrate composition was modified due to a shortage of available manure and limestone. The shortage of manure and limestone may have had a negative impact on treatment effectiveness in the BCRs. | Data not provided | Total metals data set is limited to only two sampling events (due to funding limitations).
Final Danny T Adit Treatability Study Year 1 Technical Memorandum, Barker-Hughesville Mining District Superfund Site Cascade and Judith Basin Counties, Montana | BARKER HUGHESVILLE MINING DISTRICT | MT6122307485 | N/A | N/A | BCR1 | Data not provided | Biochemical reactor (BCR) without pre-treatment (BCR1) | Passive | Biochemical reactor (BCR) | No pre-treatment | Danny T adit water | N | BCR without pre-treatment | Batteries used to run metering pump, slurry mixer, and timer switch | Remote central Montana, southeast of Great Falls/no constraints noted | Pilot | June - September 2013 | Cadmium | Cd, dissolved | µg/L | N | N/A | 316 | 1 U | 99.8418 | [9 empty] | Data not provided | Data not provided | Data not provided | Data not provided | Data not provided | Data not provided | Data not provided | Data not provided | > 99% | Influent | 2.81 | 6.48 | mg/L | 25 | °C | Data not provided | N/A | Data not provided | N/A | 490.9 | mV | 2267 | µS/cm | None | N/A | Data not provided | Data not provided | Data not provided | Data not provided | Data not provided | Data not provided | Y | Acute and chronic ambient water quality standards | Data not provided | Data not provided | results support the need for pretreatment of high acidity MIW ahead of the BCR. | Data not provided | Substrate: sawdust, wood chips, compost, dairy manure and limestone chips. BCR substrate composition was modified due to a shortage of available manure and limestone. The shortage of manure and limestone may have had a negative impact on treatment effectiveness in the BCRs. | Consistent dissolved Cd reductions for BCR 1. The number of sampling dates was reduced, resulting in less info to determine long-term treatment effectiveness. | Data not provided | U = under the detection limit.
Final Danny T Adit Treatability Study Year 1 Technical Memorandum, Barker-Hughesville Mining District Superfund Site Cascade and Judith Basin Counties, Montana | BARKER HUGHESVILLE MINING DISTRICT | MT6122307485 | N/A | N/A | BCR1 | Data not provided | Biochemical reactor (BCR) without pre-treatment (BCR1) | Passive | Biochemical reactor (BCR) | No pre-treatment | Danny T adit water | N | BCR without pre-treatment | Batteries used to run metering pump, slurry mixer, and timer switch | Remote central Montana, southeast of Great Falls/no constraints noted | Pilot | June - September 2013 | Cadmium | Cd, total | µg/L | N | N/A |  |  |  | 150 | 1 | 99.3333 | [6 empty] | Data not provided | Data not provided | Data not provided | Data not provided | Data not provided | Data not provided | Data not provided | Data not provided |  | Influent | 2.85 | 2.41 | mg/L | 21.72 | °C | Data not provided | N/A | Data not provided | N/A | 382.6 | mV | 2404 | µS/cm | 27.1 | %DO | Data not provided | Data not provided | Data not provided | Data not provided | Data not provided | Data not provided | Data not provided | Data not provided | Data not provided | Data not provided | results support the need for pretreatment of high acidity MIW ahead of the BCR. | Data not provided | Substrate: sawdust, wood chips, compost, dairy manure and limestone chips. BCR substrate composition was modified due to a shortage of available manure and limestone. The shortage of manure and limestone may have had a negative impact on treatment effectiveness in the BCRs. | Data not provided | Total metals data set is limited to only two sampling events (due to funding limitations).
Final Danny T Adit Treatability Study Year 1 Technical Memorandum, Barker-Hughesville Mining District Superfund Site Cascade and Judith Basin Counties, Montana | BARKER HUGHESVILLE MINING DISTRICT | MT6122307485 | N/A | N/A | BCR1 | Data not provided | Biochemical reactor (BCR) without pre-treatment (BCR1) | Passive | Biochemical reactor (BCR) | No pre-treatment | Danny T adit water | N | BCR without pre-treatment | Batteries used to run metering pump, slurry mixer, and timer switch | Remote central Montana, southeast of Great Falls/no constraints noted | Pilot | June - September 2013 | Cadmium | Cd, dissolved | µg/L | N | N/A |  |  |  | 154 | 1 U | 99.6753 | [6 empty] | Data not provided | Data not provided | Data not provided | Data not provided | Data not provided | Data not provided | Data not provided | Data not provided | > 99% | Influent | 2.8 | 2.19 | mg/L | 25.14 | °C | Data not provided | N/A | Data not provided | N/A | 492.7 | mV | 3394 | µS/cm | 26 | %DO | Data not provided | Data not provided | Data not provided | Data not provided | Data not provided | Data not provided | Y | Acute and chronic ambient water quality standards | Data not provided | Data not provided | results support the need for pretreatment of high acidity MIW ahead of the BCR. | Data not provided | Substrate: sawdust, wood chips, compost, dairy manure and limestone chips. BCR substrate composition was modified due to a shortage of available manure and limestone. The shortage of manure and limestone may have had a negative impact on treatment effectiveness in the BCRs. | Consistent dissolved Cd reductions for BCR 1. The number of sampling dates was reduced, resulting in less info to determine long-term treatment effectiveness. | Data not provided | U = under the detection limit.
Final Danny T Adit Treatability Study Year 1 Technical Memorandum, Barker-Hughesville Mining District Superfund Site Cascade and Judith Basin Counties, Montana | BARKER HUGHESVILLE MINING DISTRICT | MT6122307485 | N/A | N/A | BCR1 | Data not provided | Biochemical reactor (BCR) without pre-treatment (BCR1) | Passive | Biochemical reactor (BCR) | No pre-treatment | Danny T adit water | N | BCR without pre-treatment | Batteries used to run metering pump, slurry mixer, and timer switch | Remote central Montana, southeast of Great Falls/no constraints noted | Pilot | June - September 2013 | Cadmium | Cd, total | µg/L | N | N/A | [6 empty] | 21 | 293 | 92.8328 |  |  |  | Data not provided | Data not provided | Data not provided | Data not provided | Data not provided | Data not provided | Data not provided | Data not provided |  | Effluent | 6.07 | 0.02 | mg/L | 20.6 | °C | Data not provided | N/A | Data not provided | N/A | -163 | mV | 3505 | µS/cm | None | N/A | Data not provided | Data not provided | Data not provided | Data not provided | Data not provided | Data not provided | Data not provided | Data not provided | Data not provided | Data not provided | results support the need for pretreatment of high acidity MIW ahead of the BCR. | Data not provided | Substrate: sawdust, wood chips, compost, dairy manure and limestone chips. BCR substrate composition was modified due to a shortage of available manure and limestone. The shortage of manure and limestone may have had a negative impact on treatment effectiveness in the BCRs. | Data not provided | Total metals data set is limited to only two sampling events (due to funding limitations).
Final Danny T Adit Treatability Study Year 1 Technical Memorandum, Barker-Hughesville Mining District Superfund Site Cascade and Judith Basin Counties, Montana | BARKER HUGHESVILLE MINING DISTRICT | MT6122307485 | N/A | N/A | BCR1 | Data not provided | Biochemical reactor (BCR) without pre-treatment (BCR1) | Passive | Biochemical reactor (BCR) | No pre-treatment | Danny T adit water | N | BCR without pre-treatment | Batteries used to run metering pump, slurry mixer, and timer switch | Remote central Montana, southeast of Great Falls/no constraints noted | Pilot | June - September 2013 | Cadmium | Cd, dissolved | µg/L | N | N/A | [6 empty] | 1 | 155 | 99.3548 |  |  |  | Data not provided | Data not provided | Data not provided | Data not provided | Data not provided | Data not provided | Data not provided | Data not provided | > 99% | Effluent | 5.91 | 1.5 | mg/L | 17.95 | °C | Data not provided | N/A | Data not provided | N/A | -46.6 | mV | 2190 | µS/cm | 15.9 | %DO | Data not provided | Data not provided | Data not provided | Data not provided | Data not provided | Data not provided | Y | Acute and chronic ambient water quality standards | Data not provided | Data not provided | results support the need for pretreatment of high acidity MIW ahead of the BCR. | Data not provided | Substrate: sawdust, wood chips, compost, dairy manure and limestone chips. BCR substrate composition was modified due to a shortage of available manure and limestone. The shortage of manure and limestone may have had a negative impact on treatment effectiveness in the BCRs. | Consistent dissolved Cd reductions for BCR 1. The number of sampling dates was reduced, resulting in less info to determine long-term treatment effectiveness. | Data not provided
Final Danny T Adit Treatability Study Year 1 Technical Memorandum, Barker-Hughesville Mining District Superfund Site Cascade and Judith Basin Counties, Montana | BARKER HUGHESVILLE MINING DISTRICT | MT6122307485 | N/A | N/A | BCR1 | Data not provided | Biochemical reactor (BCR) without pre-treatment (BCR1) | Passive | Biochemical reactor (BCR) | No pre-treatment | Danny T adit water | N | BCR without pre-treatment | Batteries used to run metering pump, slurry mixer, and timer switch | Remote central Montana, southeast of Great Falls/no constraints noted | Pilot | June - September 2013 | Cadmium | Cd, total | µg/L | N | N/A | [9 empty] | 1 | 150 | 99.3333 | Data not provided | Data not provided | Data not provided | Data not provided | Data not provided | Data not provided | Data not provided | Data not provided |  | Effluent | 5.91 | 1.5 | mg/L | 17.95 | °C | Data not provided | N/A | Data not provided | N/A | -46.6 | mV | 2190 | µS/cm | 15.9 | %DO | Data not provided | Data not provided | Data not provided | Data not provided | Data not provided | Data not provided | Data not provided | Data not provided | Data not provided | Data not provided | results support the need for pretreatment of high acidity MIW ahead of the BCR. | Data not provided | Substrate: sawdust, wood chips, compost, dairy manure and limestone chips. BCR substrate composition was modified due to a shortage of available manure and limestone. The shortage of manure and limestone may have had a negative impact on treatment effectiveness in the BCRs. | Data not provided | Total metals data set is limited to only two sampling events (due to funding limitations).
Final Danny T Adit Treatability Study Year 1 Technical Memorandum, Barker-Hughesville Mining District Superfund Site Cascade and Judith Basin Counties, Montana | BARKER HUGHESVILLE MINING DISTRICT | MT6122307485 | N/A | N/A | BCR1 | Data not provided | Biochemical reactor (BCR) without pre-treatment (BCR1) | Passive | Biochemical reactor (BCR) | No pre-treatment | Danny T adit water | N | BCR without pre-treatment | Batteries used to run metering pump, slurry mixer, and timer switch | Remote central Montana, southeast of Great Falls/no constraints noted | Pilot | June - September 2013 | Cadmium | Cd, dissolved | µg/L | N | N/A | [9 empty] | 1 U | 154–316 | 99.7 - 99.8 | Data not provided | Data not provided | Data not provided | Data not provided | Data not provided | Data not provided | Data not provided | Data not provided | > 99% | Effluent | 5.6–6.14 | 0.02–2.31 | mg/L | 14.95–20.6 | °C | Data not provided | N/A | Data not provided | N/A | (-)163–72.2 | mV | 1,992–3,505 | µS/cm | NA–23 | %DO | Data not provided | Data not provided | Data not provided | Data not provided | Data not provided | Data not provided | Y | Acute and chronic ambient water quality standards | Data not provided | Data not provided | results support the need for pretreatment of high acidity MIW ahead of the BCR. | Data not provided | Substrate: sawdust, wood chips, compost, dairy manure and limestone chips. BCR substrate composition was modified due to a shortage of available manure and limestone. The shortage of manure and limestone may have had a negative impact on treatment effectiveness in the BCRs. | Consistent dissolved Cd reductions for BCR 1. The number of sampling dates was reduced, resulting in less info to determine long-term treatment effectiveness. | Data not provided | U = under the detection limit. A range of values is shown to reflect multiple days with effluent below the detection limit.
Final Danny T Adit Treatability Study Year 1 Technical Memorandum, Barker-Hughesville Mining District Superfund Site Cascade and Judith Basin Counties, Montana | BARKER HUGHESVILLE MINING DISTRICT | MT6122307485 | N/A | N/A | BCR2 | Data not provided | Biochemical reactor (BCR) with SAPS pre-treatment (BCR2) | Passive | Biochemical reactor (BCR) | Pre-treatment | Danny T adit water | Y | BCR with pre-treatment | Batteries used to run metering pump, slurry mixer, and timer switch | Remote central Montana, southeast of Great Falls/no constraints noted | Pilot | June - September 2013 | Cadmium | Cd, total | µg/L | N | N/A | 293 | 9 | 96.9283 | [9 empty] | Data not provided | Data not provided | Data not provided | Data not provided | Data not provided | Data not provided | Data not provided | Data not provided |  | Influent | 2.81 | 6.48 | mg/L | 25 | °C | Data not provided | N/A | Data not provided | N/A | 490.9 | mV | 2267 | µS/cm | None | N/A | Data not provided | Data not provided | Data not provided | Data not provided | Data not provided | Data not provided | Data not provided | Data not provided | Data not provided | Data not provided | Data not provided | Data not provided | Substrate: sawdust, wood chips, compost, dairy manure and limestone chips. BCR substrate composition was modified due to a shortage of available manure and limestone. The shortage of manure and limestone may have had a negative impact on treatment effectiveness in the BCRs. | Data not provided | Total metals data set is limited to only two sampling events (due to funding limitations).
Final Danny T Adit Treatability Study Year 1 Technical Memorandum, Barker-Hughesville Mining District Superfund Site Cascade and Judith Basin Counties, Montana | BARKER HUGHESVILLE MINING DISTRICT | MT6122307485 | N/A | N/A | BCR2 | Data not provided | Biochemical reactor (BCR) with SAPS pre-treatment (BCR2) | Passive | Biochemical reactor (BCR) | Pre-treatment | Danny T adit water | Y | BCR with pre-treatment | Batteries used to run metering pump, slurry mixer, and timer switch | Remote central Montana, southeast of Great Falls/no constraints noted | Pilot | June - September 2013 | Cadmium | Cd, dissolved | µg/L | N | N/A | 316 | 1 U | 99.8418 | [9 empty] | Data not provided | Data not provided | Data not provided | Data not provided | Data not provided | Data not provided | Data not provided | Data not provided | > 99% | Influent | 2.81 | 6.48 | mg/L | 25 | °C | Data not provided | N/A | Data not provided | N/A | 490.9 | mV | 2267 | µS/cm | None | N/A | Data not provided | Data not provided | Data not provided | Data not provided | Data not provided | Data not provided | Data not provided | Data not provided | Data not provided | Data not provided | Data not provided | Data not provided | Substrate: sawdust, wood chips, compost, dairy manure and limestone chips. BCR substrate composition was modified due to a shortage of available manure and limestone. The shortage of manure and limestone may have had a negative impact on treatment effectiveness in the BCRs. | Consistent dissolved Cd reductions for BCR 2. The number of sampling dates was reduced, resulting in less info to determine long-term treatment effectiveness. | All effluent values below the detection limit | U = under the detection limit.
Final Danny T Adit Treatability Study Year 1 Technical Memorandum, Barker-Hughesville Mining District Superfund Site Cascade and Judith Basin Counties, Montana | BARKER HUGHESVILLE MINING DISTRICT | MT6122307485 | N/A | N/A | BCR2 | Data not provided | Biochemical reactor (BCR) with SAPS pre-treatment (BCR2) | Passive | Biochemical reactor (BCR) | Pre-treatment | Danny T adit water | Y | BCR with pre-treatment | Batteries used to run metering pump, slurry mixer, and timer switch | Remote central Montana, southeast of Great Falls/no constraints noted | Pilot | June - September 2013 | Cadmium | Cd, total | µg/L | N | N/A |  |  |  | 150 | 1 U | 99.6667 | [6 empty] | Data not provided | Data not provided | Data not provided | Data not provided | Data not provided | Data not provided | Data not provided | Data not provided |  | Influent | 2.85 | 2.41 | mg/L | 21.72 | °C | Data not provided | N/A | Data not provided | N/A | 382.6 | mV | 2404 | µS/cm | 27.1 | %DO | Data not provided | Data not provided | Data not provided | Data not provided | Data not provided | Data not provided | Data not provided | Data not provided | Data not provided | Data not provided | Data not provided | Data not provided | Substrate: sawdust, wood chips, compost, dairy manure and limestone chips. BCR substrate composition was modified due to a shortage of available manure and limestone. The shortage of manure and limestone may have had a negative impact on treatment effectiveness in the BCRs. | Data not provided | Total metals data set is limited to only two sampling events (due to funding limitations). All effluent values below the detection limit | U = under the detection limit.
Final Danny T Adit Treatability Study Year 1 Technical Memorandum, Barker-Hughesville Mining District Superfund Site Cascade and Judith Basin Counties, Montana | BARKER HUGHESVILLE MINING DISTRICT | MT6122307485 | N/A | N/A | BCR2 | Data not provided | Biochemical reactor (BCR) with SAPS pre-treatment (BCR2) | Passive | Biochemical reactor (BCR) | Pre-treatment | Danny T adit water | Y | BCR with pre-treatment | Batteries used to run metering pump, slurry mixer, and timer switch | Remote central Montana, southeast of Great Falls/no constraints noted | Pilot | June - September 2013 | Cadmium | Cd, dissolved | µg/L | N | N/A |  |  |  | 154 | 1 U | 99.6753 | [6 empty] | Data not provided | Data not provided | Data not provided | Data not provided | Data not provided | Data not provided | Data not provided | Data not provided | > 99% | Influent | 2.8 | 2.19 | mg/L | 25.14 | °C | Data not provided | N/A | Data not provided | N/A | 492.7 | mV | 3394 | µS/cm | 26 | %DO | Data not provided | Data not provided | Data not provided | Data not provided | Data not provided | Data not provided | Data not provided | Data not provided | Data not provided | Data not provided | Data not provided | Data not provided | Substrate: sawdust, wood chips, compost, dairy manure and limestone chips. BCR substrate composition was modified due to a shortage of available manure and limestone. The shortage of manure and limestone may have had a negative impact on treatment effectiveness in the BCRs. | Consistent dissolved Cd reductions for BCR 2. The number of sampling dates was reduced, resulting in less info to determine long-term treatment effectiveness. | All effluent values below the detection limit | U = under the detection limit.
Final Danny T Adit Treatability Study Year 1 Technical Memorandum, Barker-Hughesville Mining District Superfund Site Cascade and Judith Basin Counties, Montana | BARKER HUGHESVILLE MINING DISTRICT | MT6122307485 | N/A | N/A | BCR2 | Data not provided | Biochemical reactor (BCR) with SAPS pre-treatment (BCR2) | Passive | Biochemical reactor (BCR) | Pre-treatment | Danny T adit water | Y | BCR with pre-treatment | Batteries used to run metering pump, slurry mixer, and timer switch | Remote central Montana, southeast of Great Falls/no constraints noted | Pilot | June - September 2013 | Cadmium | Cd, total | µg/L | N | N/A | [6 empty] | 9 | 293 | 96.9283 |  |  |  | Data not provided | Data not provided | Data not provided | Data not provided | Data not provided | Data not provided | Data not provided | Data not provided |  | Effluent | 6.29 | 0.05 | mg/L | 20.2 | °C | Data not provided | N/A | Data not provided | N/A | -153.8 | mV | 4954 | µS/cm | None | N/A | Data not provided | Data not provided | Data not provided | Data not provided | Data not provided | Data not provided | Data not provided | Data not provided | Data not provided | Data not provided | Data not provided | Data not provided | Substrate: sawdust, wood chips, compost, dairy manure and limestone chips. BCR substrate composition was modified due to a shortage of available manure and limestone. The shortage of manure and limestone may have had a negative impact on treatment effectiveness in the BCRs. | Data not provided | Total metals data set is limited to only two sampling events (due to funding limitations).
Final Danny T Adit Treatability Study Year 1 Technical Memorandum, Barker-Hughesville Mining District Superfund Site Cascade and Judith Basin Counties, Montana | BARKER HUGHESVILLE MINING DISTRICT | MT6122307485 | N/A | N/A | BCR2 | Data not provided | Biochemical reactor (BCR) with SAPS pre-treatment (BCR2) | Passive | Biochemical reactor (BCR) | Pre-treatment | Danny T adit water | Y | BCR with pre-treatment | Batteries used to run metering pump, slurry mixer, and timer switch | Remote central Montana, southeast of Great Falls/no constraints noted | Pilot | June - September 2013 | Cadmium | Cd, dissolved | µg/L | N | N/A | [6 empty] | 1 U | 154–316 | 99.7 - 99.8 |  |  |  | Data not provided | Data not provided | Data not provided | Data not provided | Data not provided | Data not provided | Data not provided | Data not provided | > 99% | Effluent | 5.91–6.32 | 0.05–8.52 | mg/L | 14.75–21.15 | °C | Data not provided | N/A | Data not provided | N/A | (-)153.8–19.4 | mV | 2,019–4,954 | µS/cm | NA–92.1 | %DO | Data not provided | Data not provided | Data not provided | Data not provided | Data not provided | Data not provided | Data not provided | Data not provided | Data not provided | Data not provided | Data not provided | Data not provided | Substrate: sawdust, wood chips, compost, dairy manure and limestone chips. BCR substrate composition was modified due to a shortage of available manure and limestone. The shortage of manure and limestone may have had a negative impact on treatment effectiveness in the BCRs. | Consistent dissolved Cd reductions for BCR 2. The number of sampling dates was reduced, resulting in less info to determine long-term treatment effectiveness. | All effluent values below the detection limit | U = under the detection limit. A range of values is shown to reflect multiple days with effluent observations below the detection limit.
Final Danny T Adit Treatability Study Year 1 Technical Memorandum, Barker-Hughesville Mining District Superfund Site Cascade and Judith Basin Counties, Montana | BARKER HUGHESVILLE MINING DISTRICT | MT6122307485 | N/A | N/A | BCR2 | Data not provided | Biochemical reactor (BCR) with SAPS pre-treatment (BCR2) | Passive | Biochemical reactor (BCR) | Pre-treatment | Danny T adit water | Y | BCR with pre-treatment | Batteries used to run metering pump, slurry mixer, and timer switch | Remote central Montana, southeast of Great Falls/no constraints noted | Pilot | June - September 2013 | Cadmium | Cd, total | µg/L | N | N/A | [9 empty] | 1 U | 150 | 99.6667 | Data not provided | Data not provided | Data not provided | Data not provided | Data not provided | Data not provided | Data not provided | Data not provided |  | Effluent | 6.16 | 1.67 | mg/L | 20.45 | °C | Data not provided | N/A | Data not provided | N/A | 0.6 | mV | 2187 | µS/cm | 17.8 | %DO | Data not provided | Data not provided | Data not provided | Data not provided | Data not provided | Data not provided | Data not provided | Data not provided | Data not provided | Data not provided | Data not provided | Data not provided | Substrate: sawdust, wood chips, compost, dairy manure and limestone chips. BCR substrate composition was modified due to a shortage of available manure and limestone. The shortage of manure and limestone may have had a negative impact on treatment effectiveness in the BCRs. | Data not provided | Total metals data set is limited to only two sampling events (due to funding limitations). All effluent values below the detection limit | U = under the detection limit.
Final Danny T Adit Treatability Study Year 1 Technical Memorandum, Barker-Hughesville Mining District Superfund Site Cascade and Judith Basin Counties, Montana | BARKER HUGHESVILLE MINING DISTRICT | MT6122307485 | N/A | N/A | BCR2 | Data not provided | Biochemical reactor (BCR) with SAPS pre-treatment (BCR2) | Passive | Biochemical reactor (BCR) | Pre-treatment | Danny T adit water | Y | BCR with pre-treatment | Batteries used to run metering pump, slurry mixer, and timer switch | Remote central Montana, southeast of Great Falls/no constraints noted | Pilot | June - September 2013 | Cadmium | Cd, dissolved | µg/L | N | N/A | [9 empty] | 1 U | 154–316 | 99.7 - 99.8 | Data not provided | Data not provided | Data not provided | Data not provided | Data not provided | Data not provided | Data not provided | Data not provided | > 99% | Effluent | 5.91–6.32 | 0.05–8.52 | mg/L | 14.75–21.15 | °C | Data not provided | N/A | Data not provided | N/A | (-)153.8–19.4 | mV | 2,019–4,954 | µS/cm | NA–92.1 | %DO | Data not provided | Data not provided | Data not provided | Data not provided | Data not provided | Data not provided | Data not provided | Data not provided | Data not provided | Data not provided | Data not provided | Data not provided | Substrate: sawdust, wood chips, compost, dairy manure and limestone chips. BCR substrate composition was modified due to a shortage of available manure and limestone. The shortage of manure and limestone may have had a negative impact on treatment effectiveness in the BCRs. | Consistent dissolved Cd reductions for BCR 2. The number of sampling dates was reduced, resulting in less info to determine long-term treatment effectiveness. | All effluent values below the detection limit | U = under the detection limit. A range of values is shown to reflect multiple days with effluent observations below the detection limit.
Final Danny T Adit Treatability Study Year 1 Technical Memorandum, Barker-Hughesville Mining District Superfund Site Cascade and Judith Basin Counties, Montana | BARKER HUGHESVILLE MINING DISTRICT | MT6122307485 | N/A | N/A | BCR3 | Data not provided | Biochemical reactor (BCR) with CHIT pre-treatment (BCR3) | Passive | Biochemical reactor (BCR) | Pre-treatment | Danny T adit water | Y | BCR with pre-treatment | Batteries used to run metering pump, slurry mixer, and timer switch | Remote central Montana, southeast of Great Falls/no constraints noted | Pilot | June - September 2013 | Cadmium | Cd, total | µg/L | N | N/A | 293 | 7 | 97.6109 | [9 empty] | Data not provided | Data not provided | Data not provided | Data not provided | Data not provided | Data not provided | Data not provided | Data not provided |  | Influent | 2.81 | 6.48 | mg/L | 25 | °C | Data not provided | N/A | Data not provided | N/A | 490.9 | mV | 2267 | µS/cm | None | N/A | Data not provided | Data not provided | Data not provided | Data not provided | Data not provided | Data not provided | Data not provided | Data not provided | Data not provided | Data not provided | The Chitorem/BCR3 treatment provided the best overall treatment performance for both metal removal and sustaining sulfate reducing conditions. | Data not provided | Substrate: sawdust, wood chips, compost, dairy manure and limestone chips. BCR substrate composition was modified due to a shortage of available manure and limestone. The shortage of manure and limestone may have had a negative impact on treatment effectiveness in the BCRs. | Data not provided | Total metals data set is limited to only two sampling events (due to funding limitations).
Final Danny T Adit Treatability Study Year 1 Technical Memorandum, Barker-Hughesville Mining District Superfund Site Cascade and Judith Basin Counties, Montana | BARKER HUGHESVILLE MINING DISTRICT | MT6122307485 | N/A | N/A | BCR3 | Data not provided | Biochemical reactor (BCR) with CHIT pre-treatment (BCR3) | Passive | Biochemical reactor (BCR) | Pre-treatment | Danny T adit water | Y | BCR with pre-treatment | Batteries used to run metering pump, slurry mixer, and timer switch | Remote central Montana, southeast of Great Falls/no constraints noted | Pilot | June - September 2013 | Cadmium | Cd, dissolved | µg/L | N | N/A | 316 | 1 U | 99.8418 | [9 empty] | Data not provided | Data not provided | Data not provided | Data not provided | Data not provided | Data not provided | Data not provided | Data not provided | > 99% | Influent | 2.81 | 6.48 | mg/L | 25 | °C | Data not provided | N/A | Data not provided | N/A | 490.9 | mV | 2267 | µS/cm | None | N/A | Data not provided | Data not provided | Data not provided | Data not provided | Data not provided | Data not provided | Y | Acute and chronic ambient water quality standards | Data not provided | Data not provided | The Chitorem/BCR3 treatment provided the best overall treatment performance for both metal removal and sustaining sulfate reducing conditions. | Data not provided | Substrate: sawdust, wood chips, compost, dairy manure and limestone chips. BCR substrate composition was modified due to a shortage of available manure and limestone. The shortage of manure and limestone may have had a negative impact on treatment effectiveness in the BCRs. | The number of sampling dates was reduced, resulting in less info to determine long-term treatment effectiveness. | All effluent values below the detection limit | U = under the detection limit
Final Danny T Adit Treatability Study Year 1 Technical Memorandum, Barker-Hughesville Mining District Superfund Site Cascade and Judith Basin Counties, Montana | BARKER HUGHESVILLE MINING DISTRICT | MT6122307485 | N/A | N/A | BCR3 | Data not provided | Biochemical reactor (BCR) with CHIT pre-treatment (BCR3) | Passive | Biochemical reactor (BCR) | Pre-treatment | Danny T adit water | Y | BCR with pre-treatment | Batteries used to run metering pump, slurry mixer, and timer switch | Remote central Montana, southeast of Great Falls/no constraints noted | Pilot | June - September 2013 | Cadmium | Cd, total | µg/L | N | N/A |  |  |  | 150 | 1 U | 99.6667 | [6 empty] | Data not provided | Data not provided | Data not provided | Data not provided | Data not provided | Data not provided | Data not provided | Data not provided |  | Influent | 2.85 | 2.41 | mg/L | 21.72 | °C | Data not provided | N/A | Data not provided | N/A | 382.6 | mV | 2404 | µS/cm | 27.1 | %DO | Data not provided | Data not provided | Data not provided | Data not provided | Data not provided | Data not provided | Data not provided | Data not provided | Data not provided | Data not provided | The Chitorem/BCR3 treatment provided the best overall treatment performance for both metal removal and sustaining sulfate reducing conditions. | Data not provided | Substrate: sawdust, wood chips, compost, dairy manure and limestone chips. BCR substrate composition was modified due to a shortage of available manure and limestone. The shortage of manure and limestone may have had a negative impact on treatment effectiveness in the BCRs. | Data not provided | Total metals data set is limited to only two sampling events (due to funding limitations). All effluent values below the detection limit | U = under the detection limit
Final Danny T Adit Treatability Study Year 1 Technical Memorandum, Barker-Hughesville Mining District Superfund Site Cascade and Judith Basin Counties, Montana | BARKER HUGHESVILLE MINING DISTRICT | MT6122307485 | N/A | N/A | BCR3 | Data not provided | Biochemical reactor (BCR) with CHIT pre-treatment (BCR3) | Passive | Biochemical reactor (BCR) | Pre-treatment | Danny T adit water | Y | BCR with pre-treatment | Batteries used to run metering pump, slurry mixer, and timer switch | Remote central Montana, southeast of Great Falls/no constraints noted | Pilot | June - September 2013 | Cadmium | Cd, dissolved | µg/L | N | N/A |  |  |  | 154 | 1 U | 99.6753 | [6 empty] | Data not provided | Data not provided | Data not provided | Data not provided | Data not provided | Data not provided | Data not provided | Data not provided | > 99% | Influent | 2.8 | 2.19 | mg/L | 25.14 | °C | Data not provided | N/A | Data not provided | N/A | 492.7 | mV | 3394 | µS/cm | 26 | %DO | Data not provided | Data not provided | Data not provided | Data not provided | Data not provided | Data not provided | Y | Acute and chronic ambient water quality standards | Data not provided | Data not provided | The Chitorem/BCR3 treatment provided the best overall treatment performance for both metal removal and sustaining sulfate reducing conditions. | Data not provided | Substrate: sawdust, wood chips, compost, dairy manure and limestone chips. BCR substrate composition was modified due to a shortage of available manure and limestone. The shortage of manure and limestone may have had a negative impact on treatment effectiveness in the BCRs. | The number of sampling dates was reduced, resulting in less info to determine long-term treatment effectiveness. | All effluent values below the detection limit | U = under the detection limit
Final Danny T Adit Treatability Study Year 1 Technical Memorandum, Barker-Hughesville Mining District Superfund Site Cascade and Judith Basin Counties, Montana | BARKER HUGHESVILLE MINING DISTRICT | MT6122307485 | N/A | N/A | BCR3 | Data not provided | Biochemical reactor (BCR) with CHIT pre-treatment (BCR3) | Passive | Biochemical reactor (BCR) | Pre-treatment | Danny T adit water | Y | BCR with pre-treatment | Batteries used to run metering pump, slurry mixer, and timer switch | Remote central Montana, southeast of Great Falls/no constraints noted | Pilot | June - September 2013 | Cadmium | Cd, total | µg/L | N | N/A | [6 empty] | 7 | 293 | 97.6109 |  |  |  | Data not provided | Data not provided | Data not provided | Data not provided | Data not provided | Data not provided | Data not provided | Data not provided |  | Effluent | 6.17 | 0.04 | mg/L | 19.65 | °C | Data not provided | N/A | Data not provided | N/A | -152.5 | mV | 8162 | µS/cm | None | N/A | Data not provided | Data not provided | Data not provided | Data not provided | Data not provided | Data not provided | Data not provided | Data not provided | Data not provided | Data not provided | The Chitorem/BCR3 treatment provided the best overall treatment performance for both metal removal and sustaining sulfate reducing conditions. | Data not provided | Substrate: sawdust, wood chips, compost, dairy manure and limestone chips. BCR substrate composition was modified due to a shortage of available manure and limestone. The shortage of manure and limestone may have had a negative impact on treatment effectiveness in the BCRs. | Data not provided | Total metals data set is limited to only two sampling events (due to funding limitations).
Final Danny T Adit Treatability Study Year 1 Technical Memorandum, Barker-Hughesville Mining District Superfund Site Cascade and Judith Basin Counties, Montana | BARKER HUGHESVILLE MINING DISTRICT | MT6122307485 | N/A | N/A | BCR3 | Data not provided | Biochemical reactor (BCR) with CHIT pre-treatment (BCR3) | Passive | Biochemical reactor (BCR) | Pre-treatment | Danny T adit water | Y | BCR with pre-treatment | Batteries used to run metering pump, slurry mixer, and timer switch | Remote central Montana, southeast of Great Falls/no constraints noted | Pilot | June - September 2013 | Cadmium | Cd, dissolved | µg/L | N | N/A | [6 empty] | 1 U | 154–316 | 99.7 - 99.8 |  |  |  | Data not provided | Data not provided | Data not provided | Data not provided | Data not provided | Data not provided | Data not provided | Data not provided | > 99% | Effluent | 6.17–6.81 | 0.04–4.34 | mg/L | 14.5–21.09 | °C | Data not provided | N/A | Data not provided | N/A | (-)325.7–(-)152.5 | mV | 5,154–8,162 | µS/cm | NA–46.4 | %DO | Data not provided | Data not provided | Data not provided | Data not provided | Data not provided | Data not provided | Y | Acute and chronic ambient water quality standards | Data not provided | Data not provided | The Chitorem/BCR3 treatment provided the best overall treatment performance for both metal removal and sustaining sulfate reducing conditions. | Data not provided | Substrate: sawdust, wood chips, compost, dairy manure and limestone chips. BCR substrate composition was modified due to a shortage of available manure and limestone. The shortage of manure and limestone may have had a negative impact on treatment effectiveness in the BCRs. | The number of sampling dates was reduced, resulting in less info to determine long-term treatment effectiveness. | All effluent values below the detection limit | U = under the detection limit. Values are shown as a range to reflect multiple days with observations below the detection limit.
Final Danny T Adit Treatability Study Year 1 Technical Memorandum, Barker-Hughesville Mining District Superfund Site Cascade and Judith Basin Counties, Montana | BARKER HUGHESVILLE MINING DISTRICT | MT6122307485 | N/A | N/A | BCR3 | Data not provided | Biochemical reactor (BCR) with CHIT pre-treatment (BCR3) | Passive | Biochemical reactor (BCR) | Pre-treatment | Danny T adit water | Y | BCR with pre-treatment | Batteries used to run metering pump, slurry mixer, and timer switch | Remote central Montana, southeast of Great Falls/no constraints noted | Pilot | June - September 2013 | Cadmium | Cd, total | µg/L | N | N/A | [9 empty] | 1 U | 150 | 99.6667 | Data not provided | Data not provided | Data not provided | Data not provided | Data not provided | Data not provided | Data not provided | Data not provided |  | Effluent | 6.17 | 4.34 | mg/L | 17.84 | °C | Data not provided | N/A | Data not provided | N/A | -274.4 | mV | 5154 | µS/cm | 46.4 | %DO | Data not provided | Data not provided | Data not provided | Data not provided | Data not provided | Data not provided | Data not provided | Data not provided | Data not provided | Data not provided | The Chitorem/BCR3 treatment provided the best overall treatment performance for both metal removal and sustaining sulfate reducing conditions. | Data not provided | Substrate: sawdust, wood chips, compost, dairy manure and limestone chips. BCR substrate composition was modified due to a shortage of available manure and limestone. The shortage of manure and limestone may have had a negative impact on treatment effectiveness in the BCRs. | Data not provided | Total metals data set is limited to only two sampling events (due to funding limitations). All effluent values below the detection limit | U = under the detection limit.
Final Danny T Adit Treatability Study Year 1 Technical Memorandum, Barker-Hughesville Mining District Superfund Site Cascade and Judith Basin Counties, Montana | BARKER HUGHESVILLE MINING DISTRICT | MT6122307485 | N/A | N/A | BCR3 | Data not provided | Biochemical reactor (BCR) with CHIT pre-treatment (BCR3) | Passive | Biochemical reactor (BCR) | Pre-treatment | Danny T adit water | Y | BCR with pre-treatment | Batteries used to run metering pump, slurry mixer, and timer switch | Remote central Montana, southeast of Great Falls/no constraints noted | Pilot | June - September 2013 | Cadmium | Cd, dissolved | µg/L | N | N/A | [9 empty] | 1 U | 154–316 | 99.7 - 99.8 | Data not provided | Data not provided | Data not provided | Data not provided | Data not provided | Data not provided | Data not provided | Data not provided | > 99% | Effluent | 6.17–6.81 | 0.04–4.34 | mg/L | 14.5–21.09 | °C | Data not provided | N/A | Data not provided | N/A | (-)325.7–(-)152.5 | mV | 5,154–8,162 | µS/cm | NA–46.4 | %DO | Data not provided | Data not provided | Data not provided | Data not provided | Data not provided | Data not provided | Y | Acute and chronic ambient water quality standards | Data not provided | Data not provided | The Chitorem/BCR3 treatment provided the best overall treatment performance for both metal removal and sustaining sulfate reducing conditions. | Data not provided | Substrate: sawdust, wood chips, compost, dairy manure and limestone chips. BCR substrate composition was modified due to a shortage of available manure and limestone. The shortage of manure and limestone may have had a negative impact on treatment effectiveness in the BCRs. | The number of sampling dates was reduced, resulting in less info to determine long-term treatment effectiveness. | All effluent values below the detection limit | U = under the detection limit. Values are shown as a range to reflect multiple days with observations below the detection limit.
Final Danny T Adit Treatability Study Year 1 Technical Memorandum, Barker-Hughesville Mining District Superfund Site Cascade and Judith Basin Counties, Montana | BARKER HUGHESVILLE MINING DISTRICT | MT6122307485 | N/A | N/A | BCR4 | Data not provided | Biochemical reactor (BCR) with Mg(OH)2 pre-treatment (BCR4) | Passive | Biochemical reactor (BCR) | Pre-treatment | Danny T adit water | Y | BCR with pre-treatment | Batteries used to run metering pump, slurry mixer, and timer switch | Remote central Montana, southeast of Great Falls/no constraints noted | Pilot | June - September 2013 | Cadmium | Cd, total | µg/L | N | N/A | 293 | 27 | 90.785 | [9 empty] | Data not provided | Data not provided | Data not provided | Data not provided | Data not provided | Data not provided | Data not provided | Data not provided |  | Influent | 2.81 | 6.48 | mg/L | 25 | °C | Data not provided | N/A | Data not provided | N/A | 490.9 | mV | 2267 | µS/cm | None | N/A | Data not provided | Data not provided | Data not provided | Data not provided | Data not provided | Data not provided | Data not provided | Data not provided | Data not provided | Data not provided | Data not provided | Data not provided | Substrate: sawdust, wood chips, compost, dairy manure and limestone chips. BCR substrate composition was modified due to a shortage of available manure and limestone. The shortage of manure and limestone may have had a negative impact on treatment effectiveness in the BCRs. | Data not provided | Total metals data set is limited to only two sampling events (due to funding limitations).
Final Danny T Adit Treatability Study Year 1 Technical Memorandum, Barker-Hughesville Mining District Superfund Site Cascade and Judith Basin Counties, Montana | BARKER HUGHESVILLE MINING DISTRICT | MT6122307485 | N/A | N/A | BCR4 | Data not provided | Biochemical reactor (BCR) with Mg(OH)2 pre-treatment (BCR4) | Passive | Biochemical reactor (BCR) | Pre-treatment | Danny T adit water | Y | BCR with pre-treatment | Batteries used to run metering pump, slurry mixer, and timer switch | Remote central Montana, southeast of Great Falls/no constraints noted | Pilot | June - September 2013 | Cadmium | Cd, dissolved | µg/L | N | N/A | 316 | 1 U | 99.8418 | [9 empty] | Data not provided | Data not provided | Data not provided | Data not provided | Data not provided | Data not provided | Data not provided | Data not provided | > 99% | Influent | 2.81 | 6.48 | mg/L | 25 | °C | Data not provided | N/A | Data not provided | N/A | 490.9 | mV | 2267 | µS/cm | None | N/A | Data not provided | Data not provided | Data not provided | Data not provided | Data not provided | Data not provided | Y | Acute and chronic ambient water quality standards | Data not provided | Data not provided | Data not provided | Data not provided | Substrate: sawdust, wood chips, compost, dairy manure and limestone chips. BCR substrate composition was modified due to a shortage of available manure and limestone. The shortage of manure and limestone may have had a negative impact on treatment effectiveness in the BCRs. | The number of sampling dates was reduced, resulting in less info to determine long-term treatment effectiveness. | All effluent values below the detection limit | U = under the detection limit.
Final Danny T Adit Treatability Study Year 1 Technical Memorandum, Barker-Hughesville Mining District Superfund Site Cascade and Judith Basin Counties, Montana | BARKER HUGHESVILLE MINING DISTRICT | MT6122307485 | N/A | N/A | BCR4 | Data not provided | Biochemical reactor (BCR) with Mg(OH)2 pre-treatment (BCR4) | Passive | Biochemical reactor (BCR) | Pre-treatment | Danny T adit water | Y | BCR with pre-treatment | Batteries used to run metering pump, slurry mixer, and timer switch | Remote central Montana, southeast of Great Falls/no constraints noted | Pilot | June - September 2013 | Cadmium | Cd, total | µg/L | N | N/A |  |  |  | 150 | 1 U | 99.6667 | [6 empty] | Data not provided | Data not provided | Data not provided | Data not provided | Data not provided | Data not provided | Data not provided | Data not provided |  | Influent | 2.85 | 2.41 | mg/L | 21.72 | °C | Data not provided | N/A | Data not provided | N/A | 382.6 | mV | 2404 | µS/cm | 27.1 | %DO | Data not provided | Data not provided | Data not provided | Data not provided | Data not provided | Data not provided | Data not provided | Data not provided | Data not provided | Data not provided | Data not provided | Data not provided | Substrate: sawdust, wood chips, compost, dairy manure and limestone chips. BCR substrate composition was modified due to a shortage of available manure and limestone. The shortage of manure and limestone may have had a negative impact on treatment effectiveness in the BCRs. | Data not provided | Total metals data set is limited to only two sampling events (due to funding limitations). All effluent values below the detection limit | U = under the detection limit.
Final Danny T Adit Treatability Study Year 1 Technical Memorandum, Barker-Hughesville Mining District Superfund Site Cascade and Judith Basin Counties, Montana | BARKER HUGHESVILLE MINING DISTRICT | MT6122307485 | N/A | N/A | BCR4 | Data not provided | Biochemical reactor (BCR) with Mg(OH)2 pre-treatment (BCR4) | Passive | Biochemical reactor (BCR) | Pre-treatment | Danny T adit water | Y | BCR with pre-treatment | Batteries used to run metering pump, slurry mixer, and timer switch | Remote central Montana, southeast of Great Falls/no constraints noted | Pilot | June - September 2013 | Cadmium | Cd, dissolved | µg/L | N | N/A |  |  |  | 154 | 1 U | 99.6753 | [6 empty] | Data not provided | Data not provided | Data not provided | Data not provided | Data not provided | Data not provided | Data not provided | Data not provided | > 99% | Influent | 2.8 | 2.19 | mg/L | 25.14 | °C | Data not provided | N/A | Data not provided | N/A | 492.7 | mV | 3394 | µS/cm | 26 | %DO | Data not provided | Data not provided | Data not provided | Data not provided | Data not provided | Data not provided | Y | Acute and chronic ambient water quality standards | Data not provided | Data not provided | Data not provided | Data not provided | Substrate: sawdust, wood chips, compost, dairy manure and limestone chips. BCR substrate composition was modified due to a shortage of available manure and limestone. The shortage of manure and limestone may have had a negative impact on treatment effectiveness in the BCRs. | The number of sampling dates was reduced, resulting in less info to determine long-term treatment effectiveness. | All effluent values below the detection limit | U = under the detection limit.
Final Danny T Adit Treatability Study Year 1 Technical Memorandum, Barker-Hughesville Mining District Superfund Site Cascade and Judith Basin Counties, Montana | BARKER HUGHESVILLE MINING DISTRICT | MT6122307485 | N/A | N/A | BCR4 | Data not provided | Biochemical reactor (BCR) with Mg(OH)2 pre-treatment (BCR4) | Passive | Biochemical reactor (BCR) | Pre-treatment | Danny T adit water | Y | BCR with pre-treatment | Batteries used to run metering pump, slurry mixer, and timer switch | Remote central Montana, southeast of Great Falls/no constraints noted | Pilot | June - September 2013 | Cadmium | Cd, total | µg/L | N | N/A | [6 empty] | 27 | 293 | 90.785 |  |  |  | Data not provided | Data not provided | Data not provided | Data not provided | Data not provided | Data not provided | Data not provided | Data not provided |  | Effluent | 6.25 | 0.02 | mg/L | 20.16 | °C | Data not provided | N/A | Data not provided | N/A | -144.8 | mV | 4001 | µS/cm | None | N/A | Data not provided | Data not provided | Data not provided | Data not provided | Data not provided | Data not provided | Data not provided | Data not provided | Data not provided | Data not provided | Data not provided | Data not provided | Substrate: sawdust, wood chips, compost, dairy manure and limestone chips. BCR substrate composition was modified due to a shortage of available manure and limestone. The shortage of manure and limestone may have had a negative impact on treatment effectiveness in the BCRs. | Data not provided | Total metals data set is limited to only two sampling events (due to funding limitations).
Final Danny T Adit Treatability Study Year 1 Technical Memorandum, Barker-Hughesville Mining District Superfund Site Cascade and Judith Basin Counties, Montana | BARKER HUGHESVILLE MINING DISTRICT | MT6122307485 | N/A | N/A | BCR4 | Data not provided | Biochemical reactor (BCR) with Mg(OH)2 pre-treatment (BCR4) | Passive | Biochemical reactor (BCR) | Pre-treatment | Danny T adit water | Y | BCR with pre-treatment | Batteries used to run metering pump, slurry mixer, and timer switch | Remote central Montana, southeast of Great Falls/no constraints noted | Pilot | June - September 2013 | Cadmium | Cd, dissolved | µg/L | N | N/A | [6 empty] | 1 U | 154–316 | 99.7 - 99.8 |  |  |  | Data not provided | Data not provided | Data not provided | Data not provided | Data not provided | Data not provided | Data not provided | Data not provided | > 99% | Effluent | 6.25–7.02 | 0.02–4.35 | mg/L | 16.20–20.33 | °C | Data not provided | N/A | Data not provided | N/A | (-)171.3–(-)30.2 | mV | 1,101–4,001 | µS/cm | NA–45.8 | %DO | Data not provided | Data not provided | Data not provided | Data not provided | Data not provided | Data not provided | Y | Acute and chronic ambient water quality standards | Data not provided | Data not provided | Data not provided | Data not provided | Substrate: sawdust, wood chips, compost, dairy manure and limestone chips. BCR substrate composition was modified due to a shortage of available manure and limestone. The shortage of manure and limestone may have had a negative impact on treatment effectiveness in the BCRs. | The number of sampling dates was reduced, resulting in less info to determine long-term treatment effectiveness. | All effluent values below the detection limit | U = under the detection limit. Values are shown as a range to reflect multiple days with observations below the detection limit.
Final Danny T Adit Treatability Study Year 1 Technical Memorandum, Barker-Hughesville Mining District Superfund Site Cascade and Judith Basin Counties, Montana | BARKER HUGHESVILLE MINING DISTRICT | MT6122307485 | N/A | N/A | BCR4 | Data not provided | Biochemical reactor (BCR) with Mg(OH)2 pre-treatment (BCR4) | Passive | Biochemical reactor (BCR) | Pre-treatment | Danny T adit water | Y | BCR with pre-treatment | Batteries used to run metering pump, slurry mixer, and timer switch | Remote central Montana, southeast of Great Falls/no constraints noted | Pilot | June - September 2013 | Cadmium | Cd, total | µg/L | N | N/A | [9 empty] | 1 U | 150 | 99.6667 | Data not provided | Data not provided | Data not provided | Data not provided | Data not provided | Data not provided | Data not provided | Data not provided |  | Effluent | 6.36 | 2.47 | mg/L | 17.95 | °C | Data not provided | N/A | Data not provided | N/A | -30.2 | mV | 1101 | µS/cm | 26.3 | %DO | Data not provided | Data not provided | Data not provided | Data not provided | Data not provided | Data not provided | Data not provided | Data not provided | Data not provided | Data not provided | Data not provided | Data not provided | Substrate: sawdust, wood chips, compost, dairy manure and limestone chips. BCR substrate composition was modified due to a shortage of available manure and limestone. The shortage of manure and limestone may have had a negative impact on treatment effectiveness in the BCRs. | Data not provided | Total metals data set is limited to only two sampling events (due to funding limitations). All effluent values below the detection limit | U = under the detection limit.
Final Danny T Adit Treatability Study Year 1 Technical Memorandum, Barker-Hughesville Mining District Superfund Site Cascade and Judith Basin Counties, Montana | BARKER HUGHESVILLE MINING DISTRICT | MT6122307485 | N/A | N/A | BCR4 | Data not provided | Biochemical reactor (BCR) with Mg(OH)2 pre-treatment (BCR4) | Passive | Biochemical reactor (BCR) | Pre-treatment | Danny T adit water | Y | BCR with pre-treatment | Batteries used to run metering pump, slurry mixer, and timer switch | Remote central Montana, southeast of Great Falls/no constraints noted | Pilot | June - September 2013 | Cadmium | Cd, dissolved | µg/L | N | N/A | [9 empty] | 1 U | 154.0-316.0 | 99.68-99.84 | Data not provided | Data not provided | Data not provided | Data not provided | Data not provided | Data not provided | Data not provided | Data not provided | > 99% | Effluent | 6.25–7.02 | 0.02–4.35 | mg/L | 16.20–20.33 | °C | Data not provided | N/A | Data not provided | N/A | (-)171.3–(-)30.2 | mV | 1,101–4,001 | µS/cm | NA–45.8 | %DO | Data not provided | Data not provided | Data not provided | Data not provided | Data not provided | Data not provided | Y | Acute and chronic ambient water quality standards | Data not provided | Data not provided | Data not provided | Data not provided | Substrate: sawdust, wood chips, compost, dairy manure and limestone chips. BCR substrate composition was modified due to a shortage of available manure and limestone. The shortage of manure and limestone may have had a negative impact on treatment effectiveness in the BCRs. | The number of sampling dates was reduced, resulting in less info to determine long-term treatment effectiveness. | All effluent values below the detection limit | U = under the detection limit. Values are shown as a range to reflect multiple days with observations below the detection limit.
Final Danny T Adit Treatability Study Year 1 Technical Memorandum, Barker-Hughesville Mining District Superfund Site Cascade and Judith Basin Counties, Montana | BARKER HUGHESVILLE MINING DISTRICT | MT6122307485 | N/A | N/A | CHIT | Data not provided | Chitorem pre-treatment (CHIT) | Passive | Chitorem® | Pre-treatment | Danny T adit water | Y | Pre-treatment | Batteries used to run metering pump, slurry mixer, and timer switch | Remote central Montana, southeast of Great Falls/no constraints noted | Pilot | June - September 2013 | Cadmium | Cd, total | µg/L | N | N/A | 293 | 51 | 82.5939 | [9 empty] | Data not provided | Data not provided | Data not provided | Data not provided | Data not provided | Data not provided | Data not provided | Data not provided |  | Influent | 2.81 | 6.48 | mg/L | 25 | °C | Data not provided | N/A | Data not provided | N/A | 490.9 | mV | 2267 | µS/cm | None | N/A | Data not provided | Data not provided | Data not provided | Data not provided | Data not provided | Data not provided | Data not provided | Data not provided | Data not provided | Data not provided | The Chitorem/BCR3 treatment provided the best overall treatment performance for both metal removal and sustaining sulfate reducing conditions. | Data not provided | Chitorem is a proprietary material that contains calcium carbonate, protein, and chitin (crab shell). Also contains its own bacteria - material breaks down and produces carbonates (adds alkalinity). | The Chitorem substrate composition was modified by adding pea gravel to increase permeability. | Total metals data set is limited to only two sampling events (due to funding limitations).
Final Danny T Adit Treatability Study Year 1 Technical Memorandum, Barker-Hughesville Mining District Superfund Site Cascade and Judith Basin Counties, Montana | BARKER HUGHESVILLE MINING DISTRICT | MT6122307485 | N/A | N/A | CHIT | Data not provided | Chitorem pre-treatment (CHIT) | Passive | Chitorem® | Pre-treatment | Danny T adit water | Y | Pre-treatment | Batteries used to run metering pump, slurry mixer, and timer switch | Remote central Montana, southeast of Great Falls/no constraints noted | Pilot | June - September 2013 | Cadmium | Cd, dissolved | µg/L | N | N/A | 316 | 44 | 86.0759 | [9 empty] | Data not provided | Data not provided | Data not provided | Data not provided | Data not provided | Data not provided | Data not provided | Data not provided |  | Influent | 2.81 | 6.48 | mg/L | 25 | °C | Data not provided | N/A | Data not provided | N/A | 490.9 | mV | 2267 | µS/cm | None | N/A | Data not provided | Data not provided | Data not provided | Data not provided | Data not provided | Data not provided | Data not provided | Data not provided | Data not provided | Data not provided | The Chitorem/BCR3 treatment provided the best overall treatment performance for both metal removal and sustaining sulfate reducing conditions. | Data not provided | Chitorem is a proprietary material that contains calcium carbonate, protein, and chitin (crab shell). Also contains its own bacteria - material breaks down and produces carbonates (adds alkalinity). | The Chitorem substrate composition was modified by adding pea gravel to increase permeability. The number of sampling dates was reduced, resulting in less info to determine long-term treatment effectiveness. | Data not provided
Final Danny T Adit Treatability Study Year 1 Technical Memorandum, Barker-Hughesville Mining District Superfund Site Cascade and Judith Basin Counties, Montana | BARKER HUGHESVILLE MINING DISTRICT | MT6122307485 | N/A | N/A | CHIT | Data not provided | Chitorem pre-treatment (CHIT) | Passive | Chitorem® | Pre-treatment | Danny T adit water | Y | Pre-treatment | Batteries used to run metering pump, slurry mixer, and timer switch | Remote central Montana, southeast of Great Falls/no constraints noted | Pilot | June - September 2013 | Cadmium | Cd, total | µg/L | N | N/A |  |  |  | 150 | 2 | 98.6667 | [6 empty] | Data not provided | Data not provided | Data not provided | Data not provided | Data not provided | Data not provided | Data not provided | Data not provided |  | Influent | 2.85 | 2.41 | mg/L | 21.72 | °C | Data not provided | N/A | Data not provided | N/A | 382.6 | mV | 2404 | µS/cm | 27.1 | %DO | Data not provided | Data not provided | Data not provided | Data not provided | Data not provided | Data not provided | Data not provided | Data not provided | Data not provided | Data not provided | The Chitorem/BCR3 treatment provided the best overall treatment performance for both metal removal and sustaining sulfate reducing conditions. | Data not provided | Chitorem is a proprietary material that contains calcium carbonate, protein, and chitin (crab shell). Also contains its own bacteria - material breaks down and produces carbonates (adds alkalinity). | The Chitorem substrate composition was modified by adding pea gravel to increase permeability. | Total metals data set is limited to only two sampling events (due to funding limitations).
Final Danny T Adit Treatability Study Year 1 Technical Memorandum, Barker-Hughesville Mining District Superfund Site Cascade and Judith Basin Counties, Montana | BARKER HUGHESVILLE MINING DISTRICT | MT6122307485 | N/A | N/A | CHIT | Data not provided | Chitorem pre-treatment (CHIT) | Passive | Chitorem® | Pre-treatment | Danny T adit water | Y | Pre-treatment | Batteries used to run metering pump, slurry mixer, and timer switch | Remote central Montana, southeast of Great Falls/no constraints noted | Pilot | June - September 2013 | Cadmium | Cd, dissolved | µg/L | N | N/A |  |  |  | 154 | 1 U | 99.6753 | [6 empty] | Data not provided | Data not provided | Data not provided | Data not provided | Data not provided | Data not provided | Data not provided | Data not provided |  | Influent | 2.8 | 2.19 | mg/L | 25.14 | °C | Data not provided | N/A | Data not provided | N/A | 492.7 | mV | 3394 | µS/cm | 26 | %DO | Data not provided | Data not provided | Data not provided | Data not provided | Data not provided | Data not provided | Data not provided | Data not provided | Data not provided | Data not provided | The Chitorem/BCR3 treatment provided the best overall treatment performance for both metal removal and sustaining sulfate reducing conditions. | Data not provided | Chitorem is a proprietary material that contains calcium carbonate, protein, and chitin (crab shell). Also contains its own bacteria - material breaks down and produces carbonates (adds alkalinity). | The Chitorem substrate composition was modified by adding pea gravel to increase permeability. The number of sampling dates was reduced, resulting in less info to determine long-term treatment effectiveness. | Data not provided | U = under the detection limit.
Final Danny T Adit Treatability Study Year 1 Technical Memorandum, Barker-Hughesville Mining District Superfund Site Cascade and Judith Basin Counties, Montana | BARKER HUGHESVILLE MINING DISTRICT | MT6122307485 | N/A | N/A | CHIT | Data not provided | Chitorem pre-treatment (CHIT) | Passive | Chitorem® | Pre-treatment | Danny T adit water | Y | Pre-treatment | Batteries used to run metering pump, slurry mixer, and timer switch | Remote central Montana, southeast of Great Falls/no constraints noted | Pilot | June - September 2013 | Cadmium | Cd, total | µg/L | N | N/A | [6 empty] | 51 | 293 | 82.5939 |  |  |  | Data not provided | Data not provided | Data not provided | Data not provided | Data not provided | Data not provided | Data not provided | Data not provided |  | Effluent | 6.65 | 0.05 | mg/L | 21.52 | °C | Data not provided | N/A | Data not provided | N/A | -206.8 | mV | 60571 | µS/cm | None | N/A | Data not provided | Data not provided | Data not provided | Data not provided | Data not provided | Data not provided | Data not provided | Data not provided | Data not provided | Data not provided | The Chitorem/BCR3 treatment provided the best overall treatment performance for both metal removal and sustaining sulfate reducing conditions. | Data not provided | Chitorem is a proprietary material that contains calcium carbonate, protein, and chitin (crab shell). Also contains its own bacteria - material breaks down and produces carbonates (adds alkalinity). | The Chitorem substrate composition was modified by adding pea gravel to increase permeability. | Total metals data set is limited to only two sampling events (due to funding limitations).
Final Danny T Adit Treatability Study Year 1 Technical Memorandum, Barker-Hughesville Mining District Superfund Site Cascade and Judith Basin Counties, Montana | BARKER HUGHESVILLE MINING DISTRICT | MT6122307485 | N/A | N/A | CHIT | Data not provided | Chitorem pre-treatment (CHIT) | Passive | Chitorem® | Pre-treatment | Danny T adit water | Y | Pre-treatment | Batteries used to run metering pump, slurry mixer, and timer switch | Remote central Montana, southeast of Great Falls/no constraints noted | Pilot | June - September 2013 | Cadmium | Cd, dissolved | µg/L | N | N/A | [6 empty] | 44 | 316 | 86.0759 |  |  |  | Data not provided | Data not provided | Data not provided | Data not provided | Data not provided | Data not provided | Data not provided | Data not provided |  | Effluent | 6.65 | 0.05 | mg/L | 21.52 | °C | Data not provided | N/A | Data not provided | N/A | -206.8 | mV | 60571 | µS/cm | None | N/A | Data not provided | Data not provided | Data not provided | Data not provided | Data not provided | Data not provided | Data not provided | Data not provided | Data not provided | Data not provided | The Chitorem/BCR3 treatment provided the best overall treatment performance for both metal removal and sustaining sulfate reducing conditions. | Data not provided | Chitorem is a proprietary material that contains calcium carbonate, protein, and chitin (crab shell). Also contains its own bacteria - material breaks down and produces carbonates (adds alkalinity). | The Chitorem substrate composition was modified by adding pea gravel to increase permeability. The number of sampling dates was reduced, resulting in less info to determine long-term treatment effectiveness. | Data not provided
Final Danny T Adit Treatability Study Year 1 Technical Memorandum, Barker-Hughesville Mining District Superfund Site Cascade and Judith Basin Counties, Montana | BARKER HUGHESVILLE MINING DISTRICT | MT6122307485 | N/A | N/A | CHIT | Data not provided | Chitorem pre-treatment (CHIT) | Passive | Chitorem® | Pre-treatment | Danny T adit water | Y | Pre-treatment | Batteries used to run metering pump, slurry mixer, and timer switch | Remote central Montana, southeast of Great Falls/no constraints noted | Pilot | June - September 2013 | Cadmium | Cd, total | µg/L | N | N/A | [9 empty] | 2 | 150 | 98.6667 | Data not provided | Data not provided | Data not provided | Data not provided | Data not provided | Data not provided | Data not provided | Data not provided |  | Effluent | 6.07 | 3.08 | mg/L | 16.95 | °C | Data not provided | N/A | Data not provided | N/A | -184.7 | mV | 2941 | µS/cm | 31.9 | %DO | Data not provided | Data not provided | Data not provided | Data not provided | Data not provided | Data not provided | Data not provided | Data not provided | Data not provided | Data not provided | The Chitorem/BCR3 treatment provided the best overall treatment performance for both metal removal and sustaining sulfate reducing conditions. | Data not provided | Chitorem is a proprietary material that contains calcium carbonate, protein, and chitin (crab shell). Also contains its own bacteria - material breaks down and produces carbonates (adds alkalinity). | The Chitorem substrate composition was modified by adding pea gravel to increase permeability. | Total metals data set is limited to only two sampling events (due to funding limitations).
Final Danny T Adit Treatability Study Year 1 Technical Memorandum, Barker-Hughesville Mining District Superfund Site Cascade and Judith Basin Counties, Montana | BARKER HUGHESVILLE MINING DISTRICT | MT6122307485 | N/A | N/A | CHIT | Data not provided | Chitorem pre-treatment (CHIT) | Passive | Chitorem® | Pre-treatment | Danny T adit water | Y | Pre-treatment | Batteries used to run metering pump, slurry mixer, and timer switch | Remote central Montana, southeast of Great Falls/no constraints noted | Pilot | June - September 2013 | Cadmium | Cd, dissolved | µg/L | N | N/A | [9 empty] | 1 U | 154–298 | 99.7 - 99.8 | Data not provided | Data not provided | Data not provided | Data not provided | Data not provided | Data not provided | Data not provided | Data not provided |  | Effluent | 6.07–6.83 | 0.25–3.94 | mg/L | 13.52–21.12 | °C | Data not provided | N/A | Data not provided | N/A | (-)249.8–(-)57.3 | mV | 2,941–8,956 | µS/cm | NA–46.4 | %DO | Data not provided | Data not provided | Data not provided | Data not provided | Data not provided | Data not provided | Data not provided | Data not provided | Data not provided | Data not provided | The Chitorem/BCR3 treatment provided the best overall treatment performance for both metal removal and sustaining sulfate reducing conditions. | Data not provided | Chitorem is a proprietary material that contains calcium carbonate, protein, and chitin (crab shell). Also contains its own bacteria - material breaks down and produces carbonates (adds alkalinity). | The Chitorem substrate composition was modified by adding pea gravel to increase permeability. The number of sampling dates was reduced, resulting in less info to determine long-term treatment effectiveness. | All effluent values below the detection limit | U = under the detection limit. A range of values is presented to reflect multiple days under the detection limit.
Final Danny T Adit Treatability Study Year 1 Technical Memorandum, Barker-Hughesville Mining District Superfund Site Cascade and Judith Basin Counties, Montana | BARKER HUGHESVILLE MINING DISTRICT | MT6122307485 | N/A | N/A | MGOH | Data not provided | Alkaline Addition pre-treatment - Mg(OH)2 | Passive | Magnesium hydroxide Mg(OH)2 | Pre-treatment | Danny T adit water | Y | Pre-treatment | Batteries used to run metering pump, slurry mixer, and timer switch | Remote central Montana, southeast of Great Falls/no constraints noted | Pilot | June - September 2013 | Cadmium | Cd, total | µg/L | N | N/A | 293 | 248 | 15.3584 | [9 empty] | Data not provided | Data not provided | Data not provided | Data not provided | Data not provided | Data not provided | Data not provided | Data not provided |  | Influent | 2.81 | 6.48 | mg/L | 25 | °C | Data not provided | N/A | Data not provided | N/A | 490.9 | mV | 2267 | µS/cm | None | N/A | Data not provided | Data not provided | Data not provided | Data not provided | Data not provided | Data not provided | Data not provided | Data not provided | Data not provided | Data not provided | Data not provided | Data not provided | Alkaline addition using a magnesium hydroxide (Mg(OH)2) solution | Data not provided | Total metals data set is limited to only two sampling events (due to funding limitations).
Final Danny T Adit Treatability Study Year 1 Technical Memorandum, Barker-Hughesville Mining District Superfund Site Cascade and Judith Basin Counties, Montana | BARKER HUGHESVILLE MINING DISTRICT | MT6122307485 | N/A | N/A | MGOH | Data not provided | Alkaline Addition pre-treatment - Mg(OH)2 | Passive | Magnesium hydroxide Mg(OH)2 | Pre-treatment | Danny T adit water | Y | Pre-treatment | Batteries used to run metering pump, slurry mixer, and timer switch | Remote central Montana, southeast of Great Falls/no constraints noted | Pilot | June - September 2013 | Cadmium | Cd, dissolved | µg/L | N | N/A | 316 | 249 | 21.2025 | [9 empty] | Data not provided | Data not provided | Data not provided | Data not provided | Data not provided | Data not provided | Data not provided | Data not provided |  | Influent | 2.81 | 6.48 | mg/L | 25 | °C | Data not provided | N/A | Data not provided | N/A | 490.9 | mV | 2267 | µS/cm | None | N/A | Data not provided | Data not provided | Data not provided | Data not provided | Data not provided | Data not provided | Data not provided | Data not provided | Data not provided | Data not provided | Data not provided | Data not provided | Alkaline addition using a magnesium hydroxide (Mg(OH)2) solution | The number of sampling dates was reduced, resulting in less info to determine long-term treatment effectiveness. | Data not provided
Final Danny T Adit Treatability Study Year 1 Technical Memorandum, Barker-Hughesville Mining District Superfund Site Cascade and Judith Basin Counties, Montana | BARKER HUGHESVILLE MINING DISTRICT | MT6122307485 | N/A | N/A | MGOH | Data not provided | Alkaline Addition pre-treatment - Mg(OH)2 | Passive | Magnesium hydroxide Mg(OH)2 | Pre-treatment | Danny T adit water | Y | Pre-treatment | Batteries used to run metering pump, slurry mixer, and timer switch | Remote central Montana, southeast of Great Falls/no constraints noted | Pilot | June - September 2013 | Cadmium | Cd, total | µg/L | N | N/A |  |  |  | 150 | 161 | -7.3333 | [6 empty] | Data not provided | Data not provided | Data not provided | Data not provided | Data not provided | Data not provided | Data not provided | Data not provided |  | Influent | 2.85 | 2.41 | mg/L | 21.72 | °C | Data not provided | N/A | Data not provided | N/A | 382.6 | mV | 2404 | µS/cm | 27.1 | %DO | Data not provided | Data not provided | Data not provided | Data not provided | Data not provided | Data not provided | Data not provided | Data not provided | Data not provided | Data not provided | Data not provided | Data not provided | Alkaline addition using a magnesium hydroxide (Mg(OH)2) solution | Data not provided | Total metals data set is limited to only two sampling events (due to funding limitations).
Final Danny T Adit Treatability Study Year 1 Technical Memorandum, Barker-Hughesville Mining District Superfund Site Cascade and Judith Basin Counties, Montana | BARKER HUGHESVILLE MINING DISTRICT | MT6122307485 | N/A | N/A | MGOH | Data not provided | Alkaline Addition pre-treatment - Mg(OH)2 | Passive | Magnesium hydroxide Mg(OH)2 | Pre-treatment | Danny T adit water | Y | Pre-treatment | Batteries used to run metering pump, slurry mixer, and timer switch | Remote central Montana, southeast of Great Falls/no constraints noted | Pilot | June - September 2013 | Cadmium | Cd, dissolved | µg/L | N | N/A |  |  |  | 154 | 140 | 9.0909 | [6 empty] | Data not provided | Data not provided | Data not provided | Data not provided | Data not provided | Data not provided | Data not provided | Data not provided |  | Influent | 2.8 | 2.19 | mg/L | 25.14 | °C | Data not provided | N/A | Data not provided | N/A | 492.7 | mV | 3394 | µS/cm | 26 | %DO | Data not provided | Data not provided | Data not provided | Data not provided | Data not provided | Data not provided | Data not provided | Data not provided | Data not provided | Data not provided | Data not provided | Data not provided | Alkaline addition using a magnesium hydroxide (Mg(OH)2) solution | The number of sampling dates was reduced, resulting in less info to determine long-term treatment effectiveness. | Data not provided
Final Danny T Adit Treatability Study Year 1 Technical Memorandum, Barker-Hughesville Mining District Superfund Site Cascade and Judith Basin Counties, Montana | BARKER HUGHESVILLE MINING DISTRICT | MT6122307485 | N/A | N/A | MGOH | Data not provided | Alkaline Addition pre-treatment - Mg(OH)2 | Passive | Magnesium hydroxide Mg(OH)2 | Pre-treatment | Danny T adit water | Y | Pre-treatment | Batteries used to run metering pump, slurry mixer, and timer switch | Remote central Montana, southeast of Great Falls/no constraints noted | Pilot | June - September 2013 | Cadmium | Cd, total | µg/L | N | N/A | [6 empty] | 248 | 293 | 15.3584 |  |  |  | Data not provided | Data not provided | Data not provided | Data not provided | Data not provided | Data not provided | Data not provided | Data not provided |  | Effluent | 5.94 | 3.95 | mg/L | 19.28 | °C | Data not provided | N/A | Data not provided | N/A | -15.6 | mV | 1995 | µS/cm | None | N/A | Data not provided | Data not provided | Data not provided | Data not provided | Data not provided | Data not provided | Data not provided | Data not provided | Data not provided | Data not provided | Data not provided | Data not provided | Alkaline addition using a magnesium hydroxide (Mg(OH)2) solution | Data not provided | Total metals data set is limited to only two sampling events (due to funding limitations).
Final Danny T Adit Treatability Study Year 1 Technical Memorandum, Barker-Hughesville Mining District Superfund Site Cascade and Judith Basin Counties, Montana | BARKER HUGHESVILLE MINING DISTRICT | MT6122307485 | N/A | N/A | MGOH | Data not provided | Alkaline Addition pre-treatment - Mg(OH)2 | Passive | Magnesium hydroxide Mg(OH)2 | Pre-treatment | Danny T adit water | Y | Pre-treatment | Batteries used to run metering pump, slurry mixer, and timer switch | Remote central Montana, southeast of Great Falls/no constraints noted | Pilot | June - September 2013 | Cadmium | Cd, dissolved | µg/L | N | N/A | [6 empty] | 280 | 298 | 6.0403 |  |  |  | Data not provided | Data not provided | Data not provided | Data not provided | Data not provided | Data not provided | Data not provided | Data not provided |  | Effluent | 4.63 | 2.48 | mg/L | 14.54 | °C | Data not provided | N/A | Data not provided | N/A | 306.5 | mV | 2186 | µS/cm | None | N/A | Data not provided | Data not provided | Data not provided | Data not provided | Data not provided | Data not provided | Data not provided | Data not provided | Data not provided | Data not provided | Data not provided | Data not provided | Alkaline addition using a magnesium hydroxide (Mg(OH)2) solution | The number of sampling dates was reduced, resulting in less info to determine long-term treatment effectiveness. | Data not provided
Final Danny T Adit Treatability Study Year 1 Technical Memorandum, Barker-Hughesville Mining District Superfund Site Cascade and Judith Basin Counties, Montana | BARKER HUGHESVILLE MINING DISTRICT | MT6122307485 | N/A | N/A | MGOH | Data not provided | Alkaline Addition pre-treatment - Mg(OH)2 | Passive | Magnesium hydroxide Mg(OH)2 | Pre-treatment | Danny T adit water | Y | Pre-treatment | Batteries used to run metering pump, slurry mixer, and timer switch | Remote central Montana, southeast of Great Falls/no constraints noted | Pilot | June - September 2013 | Cadmium | Cd, total | µg/L | N | N/A | [9 empty] | 161 | 150 | -7.3333 | Data not provided | Data not provided | Data not provided | Data not provided | Data not provided | Data not provided | Data not provided | Data not provided |  | Effluent | 5.54 | 3.17 | mg/L | 17.66 | °C | Data not provided | N/A | Data not provided | N/A | 114.1 | mV | 2058 | µS/cm | 33.9 | %DO | Data not provided | Data not provided | Data not provided | Data not provided | Data not provided | Data not provided | Data not provided | Data not provided | Data not provided | Data not provided | Data not provided | Data not provided | Alkaline addition using a magnesium hydroxide (Mg(OH)2) solution | Data not provided | Total metals data set is limited to only two sampling events (due to funding limitations).
Final Danny T Adit Treatability Study Year 1 Technical Memorandum, Barker-Hughesville Mining District Superfund Site Cascade and Judith Basin Counties, Montana | BARKER HUGHESVILLE MINING DISTRICT | MT6122307485 | N/A | N/A | MGOH | Data not provided | Alkaline Addition pre-treatment - Mg(OH)2 | Passive | Magnesium hydroxide Mg(OH)2 | Pre-treatment | Danny T adit water | Y | Pre-treatment | Batteries used to run metering pump, slurry mixer, and timer switch | Remote central Montana, southeast of Great Falls/no constraints noted | Pilot | June - September 2013 | Cadmium | Cd, dissolved | µg/L | N | N/A | [9 empty] | 140 | 154 | 9.0909 | Data not provided | Data not provided | Data not provided | Data not provided | Data not provided | Data not provided | Data not provided | Data not provided |  | Effluent | 3.69 | 7.22 | mg/L | 16.5 | °C | Data not provided | N/A | Data not provided | N/A | 103.5 | mV | 3022 | µS/cm | 74 | %DO | Data not provided | Data not provided | Data not provided | Data not provided | Data not provided | Data not provided | Data not provided | Data not provided | Data not provided | Data not provided | Data not provided | Data not provided | Alkaline addition using a magnesium hydroxide (Mg(OH)2) solution | The number of sampling dates was reduced, resulting in less info to determine long-term treatment effectiveness. | Data not provided
Final Danny T Adit Treatability Study Year 1 Technical Memorandum, Barker-Hughesville Mining District Superfund Site Cascade and Judith Basin Counties, Montana | BARKER HUGHESVILLE MINING DISTRICT | MT6122307485 | N/A | N/A | SAPS | Data not provided | Successive alkalinity producing system (SAPS) pre-treatment | Passive | Successive alkalinity producing system (SAPS) | Pre-treatment | Danny T adit water | Y | Pre-treatment | Batteries used to run metering pump, slurry mixer, and timer switch | Remote central Montana, southeast of Great Falls/no constraints noted | Pilot | June - September 2013 | Cadmium | Cd, total | µg/L | N | N/A | 293 | 19 | 93.5154 | [9 empty] | Data not provided | Data not provided | Data not provided | Data not provided | Data not provided | Data not provided | Data not provided | Data not provided |  | Influent | 2.81 | 6.48 | mg/L | 25 | °C | Data not provided | N/A | Data not provided | N/A | 490.9 | mV | 2267 | µS/cm | None | N/A | Data not provided | Data not provided | Data not provided | Data not provided | Data not provided | Data not provided | Data not provided | Data not provided | Data not provided | Data not provided | Data not provided | Data not provided | Pre-treatment substrate of limestone gravel overlain by a manure and compost layer. | Data not provided | Total metals data set is limited to only two sampling events (due to funding limitations).
Final Danny T Adit Treatability Study Year 1 Technical Memorandum, Barker-Hughesville Mining District Superfund Site Cascade and Judith Basin Counties, Montana | BARKER HUGHESVILLE MINING DISTRICT | MT6122307485 | N/A | N/A | SAPS | Data not provided | Successive alkalinity producing system (SAPS) pre-treatment | Passive | Successive alkalinity producing system (SAPS) | Pre-treatment | Danny T adit water | Y | Pre-treatment | Batteries used to run metering pump, slurry mixer, and timer switch | Remote central Montana, southeast of Great Falls/no constraints noted | Pilot | June - September 2013 | Cadmium | Cd, dissolved | µg/L | N | N/A | 316 | 1 U | 99.8418 | [9 empty] | Data not provided | Data not provided | Data not provided | Data not provided | Data not provided | Data not provided | Data not provided | Data not provided |  | Influent | 2.81 | 6.48 | mg/L | 25 | °C | Data not provided | N/A | Data not provided | N/A | 490.9 | mV | 2267 | µS/cm | None | N/A | Data not provided | Data not provided | Data not provided | Data not provided | Data not provided | Data not provided | Data not provided | Data not provided | Data not provided | Data not provided | Data not provided | Data not provided | Pre-treatment substrate of limestone gravel overlain by a manure and compost layer. | The number of sampling dates was reduced, resulting in less info to determine long-term treatment effectiveness. | Data not provided | U = under the detection limit.
Final Danny T Adit Treatability Study Year 1 Technical Memorandum, Barker-Hughesville Mining District Superfund Site Cascade and Judith Basin Counties, Montana | BARKER HUGHESVILLE MINING DISTRICT | MT6122307485 | N/A | N/A | SAPS | Data not provided | Successive alkalinity producing system (SAPS) pre-treatment | Passive | Successive alkalinity producing system (SAPS) | Pre-treatment | Danny T adit water | Y | Pre-treatment | Batteries used to run metering pump, slurry mixer, and timer switch | Remote central Montana, southeast of Great Falls/no constraints noted | Pilot | June - September 2013 | Cadmium | Cd, total | µg/L | N | N/A |  |  |  | 150 | 584 | -289.3333 | [6 empty] | Data not provided | Data not provided | Data not provided | Data not provided | Data not provided | Data not provided | Data not provided | Data not provided |  | Influent | 2.85 | 2.41 | mg/L | 21.72 | °C | Data not provided | N/A | Data not provided | N/A | 382.6 | mV | 2404 | µS/cm | 27.1 | %DO | Data not provided | Data not provided | Data not provided | Data not provided | Data not provided | Data not provided | Data not provided | Data not provided | Data not provided | Data not provided | Data not provided | Data not provided | Pre-treatment substrate of limestone gravel overlain by a manure and compost layer. | Data not provided | Total metals data set is limited to only two sampling events (due to funding limitations).
Final Danny T Adit Treatability Study Year 1 Technical Memorandum, Barker-Hughesville Mining District Superfund Site Cascade and Judith Basin Counties, Montana | BARKER HUGHESVILLE MINING DISTRICT | MT6122307485 | N/A | N/A | SAPS | Data not provided | Successive alkalinity producing system (SAPS) pre-treatment | Passive | Successive alkalinity producing system (SAPS) | Pre-treatment | Danny T adit water | Y | Pre-treatment | Batteries used to run metering pump, slurry mixer, and timer switch | Remote central Montana, southeast of Great Falls/no constraints noted | Pilot | June - September 2013 | Cadmium | Cd, dissolved | µg/L | N | N/A |  |  |  | 154 | 100 | 35.0649 | [6 empty] | Data not provided | Data not provided | Data not provided | Data not provided | Data not provided | Data not provided | Data not provided | Data not provided |  | Influent | 2.8 | 2.19 | mg/L | 25.14 | °C | Data not provided | N/A | Data not provided | N/A | 492.7 | mV | 3394 | µS/cm | 26 | %DO | Data not provided | Data not provided | Data not provided | Data not provided | Data not provided | Data not provided | Data not provided | Data not provided | Data not provided | Data not provided | Data not provided | Data not provided | Pre-treatment substrate of limestone gravel overlain by a manure and compost layer. | The number of sampling dates was reduced, resulting in less info to determine long-term treatment effectiveness. | Data not provided
Final Danny T Adit Treatability Study Year 1 Technical Memorandum, Barker-Hughesville Mining District Superfund Site Cascade and Judith Basin Counties, Montana | BARKER HUGHESVILLE MINING DISTRICT | MT6122307485 | N/A | N/A | SAPS | Data not provided | Successive alkalinity producing system (SAPS) pre-treatment | Passive | Successive alkalinity producing system (SAPS) | Pre-treatment | Danny T adit water | Y | Pre-treatment | Batteries used to run metering pump, slurry mixer, and timer switch | Remote central Montana, southeast of Great Falls/no constraints noted | Pilot | June - September 2013 | Cadmium | Cd, total | µg/L | N | N/A | [6 empty] | 584 | 150 | -289.3333 |  |  |  | Data not provided | Data not provided | Data not provided | Data not provided | Data not provided | Data not provided | Data not provided | Data not provided |  | Effluent | 5.22 | 1.58 | mg/L | 17.74 | °C | Data not provided | N/A | Data not provided | N/A | 132.8 | mV | 2091 | µS/cm | 15.8 | %DO | Data not provided | Data not provided | Data not provided | Data not provided | Data not provided | Data not provided | Data not provided | Data not provided | Data not provided | Data not provided | Data not provided | Data not provided | Pre-treatment substrate of limestone gravel overlain by a manure and compost layer. | Data not provided | Total metals data set is limited to only two sampling events (due to funding limitations).
Final Danny T Adit Treatability Study Year 1 Technical Memorandum, Barker-Hughesville Mining District Superfund Site Cascade and Judith Basin Counties, Montana | BARKER HUGHESVILLE MINING DISTRICT | MT6122307485 | N/A | N/A | SAPS | Data not provided | Successive alkalinity producing system (SAPS) pre-treatment | Passive | Successive alkalinity producing system (SAPS) | Pre-treatment | Danny T adit water | Y | Pre-treatment | Batteries used to run metering pump, slurry mixer, and timer switch | Remote central Montana, southeast of Great Falls/no constraints noted | Pilot | June - September 2013 | Cadmium | Cd, dissolved | µg/L | N | N/A | [6 empty] | 100 | 154 | 35.0649 |  |  |  | Data not provided | Data not provided | Data not provided | Data not provided | Data not provided | Data not provided | Data not provided | Data not provided |  | Effluent | 5.54 | 4.14 | mg/L | 17.27 | °C | Data not provided | N/A | Data not provided | N/A | 135.2 | mV | 3011 | µS/cm | 42.6 | %DO | Data not provided | Data not provided | Data not provided | Data not provided | Data not provided | Data not provided | Data not provided | Data not provided | Data not provided | Data not provided | Data not provided | Data not provided | Pre-treatment substrate of limestone gravel overlain by a manure and compost layer. | The number of sampling dates was reduced, resulting in less info to determine long-term treatment effectiveness. | Data not provided
Final Danny T Adit Treatability Study Year 1 Technical Memorandum, Barker-Hughesville Mining District Superfund Site Cascade and Judith Basin Counties, Montana | BARKER HUGHESVILLE MINING DISTRICT | MT6122307485 | N/A | N/A | SAPS | Data not provided | Successive alkalinity producing system (SAPS) pre-treatment | Passive | Successive alkalinity producing system (SAPS) | Pre-treatment | Danny T adit water | Y | Pre-treatment | Batteries used to run metering pump, slurry mixer, and timer switch | Remote central Montana, southeast of Great Falls/no constraints noted | Pilot | June - September 2013 | Cadmium | Cd, total | µg/L | N | N/A | [9 empty] | 19 | 293 | 93.5154 | Data not provided | Data not provided | Data not provided | Data not provided | Data not provided | Data not provided | Data not provided | Data not provided |  | Effluent | 6.38 | 0.09 | mg/L | 21.97 | °C | Data not provided | N/A | Data not provided | N/A | -157.6 | mV | 2434 | µS/cm | None | N/A | Data not provided | Data not provided | Data not provided | Data not provided | Data not provided | Data not provided | Data not provided | Data not provided | Data not provided | Data not provided | Data not provided | Data not provided | Pre-treatment substrate of limestone gravel overlain by a manure and compost layer. | Data not provided | Total metals data set is limited to only two sampling events (due to funding limitations).
Final Danny T Adit Treatability Study Year 1 Technical Memorandum, Barker-Hughesville Mining District Superfund Site Cascade and Judith Basin Counties, Montana | BARKER HUGHESVILLE MINING DISTRICT | MT6122307485 | N/A | N/A | SAPS | Data not provided | Successive alkalinity producing system (SAPS) pre-treatment | Passive | Successive alkalinity producing system (SAPS) | Pre-treatment | Danny T adit water | Y | Pre-treatment | Batteries used to run metering pump, slurry mixer, and timer switch | Remote central Montana, southeast of Great Falls/no constraints noted | Pilot | June - September 2013 | Cadmium | Cd, dissolved | µg/L | N | N/A | [9 empty] | 1 U | 316 | 99.8418 | Data not provided | Data not provided | Data not provided | Data not provided | Data not provided | Data not provided | Data not provided | Data not provided |  | Effluent | 6.38 | 0.09 | mg/L | 21.97 | °C | Data not provided | N/A | Data not provided | N/A | -157.6 | mV | 2434 | µS/cm | None | N/A | Data not provided | Data not provided | Data not provided | Data not provided | Data not provided | Data not provided | Data not provided | Data not provided | Data not provided | Data not provided | Data not provided | Data not provided | Pre-treatment substrate of limestone gravel overlain by a manure and compost layer. | The number of sampling dates was reduced, resulting in less info to determine long-term treatment effectiveness. | Data not provided | U = under the detection limit.
Final Danny T Adit Treatability Study Year 1 Technical Memorandum, Barker-Hughesville Mining District Superfund Site Cascade and Judith Basin Counties, Montana | BARKER HUGHESVILLE MINING DISTRICT | MT6122307485 | N/A | N/A | SAPS | Data not provided | Successive alkalinity producing system (SAPS) pre-treatment | Passive | Successive alkalinity producing system (SAPS) | Pre-treatment | Danny T adit water | Y | Pre-treatment | Batteries used to run metering pump, slurry mixer, and timer switch | Remote central Montana, southeast of Great Falls/no constraints noted | Pilot | June - September 2013 | Chloride | Cl | mg/L | N | N/A | 2 | 27 | -1250 | [9 empty] | Data not provided | Data not provided | Data not provided | Data not provided | Data not provided | Data not provided | Data not provided | Data not provided |  | Influent | 2.81–2.85 | 2.41–6.48 | mg/L | 21.72–25 | °C | Data not provided | N/A | Data not provided | N/A | 382.6–490.9 | mV | 2,267–2,404 | µS/cm | NA–27.1 | %DO | Data not provided | Data not provided | Data not provided | Data not provided | Data not provided | Data not provided | Data not provided | Data not provided | Data not provided | Data not provided | Data not provided | Data not provided | Pre-treatment substrate of limestone gravel overlain by a manure and compost layer. | Data not provided | Data not provided | A range of values is shown to reflect more than one day with the same influent.
Final Danny T Adit Treatability Study Year 1 Technical Memorandum, Barker-Hughesville Mining District Superfund Site Cascade and Judith Basin Counties, Montana | BARKER HUGHESVILLE MINING DISTRICT | MT6122307485 | N/A | N/A | SAPS | Data not provided | Successive alkalinity producing system (SAPS) pre-treatment | Passive | Successive alkalinity producing system (SAPS) | Pre-treatment | Danny T adit water | Y | Pre-treatment | Batteries used to run metering pump, slurry mixer, and timer switch | Remote central Montana, southeast of Great Falls/no constraints noted | Pilot | June - September 2013 | Chloride | Cl | mg/L | N | N/A |  |  |  | 1 U | 1 U | Not Applicable | [6 empty] | Data not provided | Data not provided | Data not provided | Data not provided | Data not provided | Data not provided | Data not provided | Data not provided |  | Influent | 2.8–2.94 | NA–3.92 | mg/L | 16.34–25.14 | °C | Data not provided | N/A | Data not provided | N/A | 477.4–492.7 | mV | 2,218–3,394 | µS/cm | 26–43.7 | %DO | Data not provided | Data not provided | Data not provided | Data not provided | Data not provided | Data not provided | Data not provided | Data not provided | Data not provided | Data not provided | Data not provided | Data not provided | Pre-treatment substrate of limestone gravel overlain by a manure and compost layer. | Data not provided | Data not provided | U = under the detection limit. A range of values is shown to reflect more than one day with the same influent.
Final Danny T Adit Treatability Study Year 1 Technical Memorandum, Barker-Hughesville Mining District Superfund Site Cascade and Judith Basin Counties, Montana | BARKER HUGHESVILLE MINING DISTRICT | MT6122307485 | N/A | N/A | SAPS | Data not provided | Successive alkalinity producing system (SAPS) pre-treatment | Passive | Successive alkalinity producing system (SAPS) | Pre-treatment | Danny T adit water | Y | Pre-treatment | Batteries used to run metering pump, slurry mixer, and timer switch | Remote central Montana, southeast of Great Falls/no constraints noted | Pilot | June - September 2013 | Chloride | Cl | mg/L | N | N/A | [6 empty] | 27 | 2 | -1250 |  |  |  | Data not provided | Data not provided | Data not provided | Data not provided | Data not provided | Data not provided | Data not provided | Data not provided |  | Effluent | 6.38 | 0.09 | mg/L | 21.97 | °C | Data not provided | N/A | Data not provided | N/A | -157.6 | mV | 2434 | µS/cm | None | N/A | Data not provided | Data not provided | Data not provided | Data not provided | Data not provided | Data not provided | Data not provided | Data not provided | Data not provided | Data not provided | Data not provided | Data not provided | Pre-treatment substrate of limestone gravel overlain by a manure and compost layer. | Data not provided | Data not provided
Final Danny T Adit Treatability Study Year 1 Technical Memorandum, Barker-Hughesville Mining District Superfund Site Cascade and Judith Basin Counties, Montana | BARKER HUGHESVILLE MINING DISTRICT | MT6122307485 | N/A | N/A | SAPS | Data not provided | Successive alkalinity producing system (SAPS) pre-treatment | Passive | Successive alkalinity producing system (SAPS) | Pre-treatment | Danny T adit water | Y | Pre-treatment | Batteries used to run metering pump, slurry mixer, and timer switch | Remote central Montana, southeast of Great Falls/no constraints noted | Pilot | June - September 2013 | Chloride | Cl | mg/L | N | N/A | [9 empty] | 1 U | 1 U–1 | Not Applicable | Data not provided | Data not provided | Data not provided | Data not provided | Data not provided | Data not provided | Data not provided | Data not provided |  | Effluent | 5.11–5.54 | 1.2–4.14 | mg/L | 13.38–18.68 | °C | Data not provided | N/A | Data not provided | N/A | 114.3–178.3 | mV | 1,996–3,011 | µS/cm | NA–42.6 | %DO | Data not provided | Data not provided | Data not provided | Data not provided | Data not provided | Data not provided | Data not provided | Data not provided | Data not provided | Data not provided | Data not provided | Data not provided | Pre-treatment substrate of limestone gravel overlain by a manure and compost layer. | Data not provided | Data not provided | U = under the detection limit. A range of values is shown to reflect more than one day with the same influent.
Final Danny T Adit Treatability Study Year 1 Technical Memorandum, Barker-Hughesville Mining District Superfund Site Cascade and Judith Basin Counties, Montana | BARKER HUGHESVILLE MINING DISTRICT | MT6122307485 | N/A | N/A | CHIT | Data not provided | Chitorem pre-treatment (CHIT) | Passive | Chitorem® | Pre-treatment | Danny T adit water | Y | Pre-treatment | Batteries used to run metering pump, slurry mixer, and timer switch | Remote central Montana, southeast of Great Falls/no constraints noted | Pilot | June - September 2013 | Chloride | Cl | mg/L | N | N/A | 2 | 14–12,000 | (-)599900 - (-)600 | [9 empty] | Data not provided | Data not provided | Data not provided | Data not provided | Data not provided | Data not provided | Data not provided | Data not provided |  | Influent | 2.81–2.85 | 2.41–6.48 | mg/L | 21.72–25 | °C | Data not provided | N/A | Data not provided | N/A | 382.6–490.9 | mV | 2,267–2,404 | µS/cm | NA–27.1 | %DO | Data not provided | Data not provided | Data not provided | Data not provided | Data not provided | Data not provided | Data not provided | Data not provided | Data not provided | Data not provided | The Chitorem/BCR3 treatment provided the best overall treatment performance for both metal removal and sustaining sulfate reducing conditions. | Data not provided | Chitorem is a proprietary material that contains calcium carbonate, protein, and 20 chitin (crab shell). Also contains its own bacteria - material breaks down and produces carbonates (adds alkalinity). | The Chitorem substrate composition was modified by adding pea gravel to increase permeability. | Data not provided | A range of values is shown to reflect more than one day with the same influent.
Final Danny T Adit Treatability Study Year 1 Technical Memorandum, Barker-Hughesville Mining District Superfund Site Cascade and Judith Basin Counties, Montana | BARKER HUGHESVILLE MINING DISTRICT | MT6122307485 | N/A | N/A | CHIT | Data not provided | Chitorem pre-treatment (CHIT) | Passive | Chitorem® | Pre-treatment | Danny T adit water | Y | Pre-treatment | Batteries used to run metering pump, slurry mixer, and timer switch | Remote central Montana, southeast of Great Falls/no constraints noted | Pilot | June - September 2013 | Chloride | Cl | mg/L | N | N/A |  |  |  | 1 U | 16–190 | Not Applicable | [6 empty] | Data not provided | Data not provided | Data not provided | Data not provided | Data not provided | Data not provided | Data not provided | Data not provided |  | Influent | 2.8–2.94 | NA–3.92 | mg/L | 16.34–25.14 | °C | Data not provided | N/A | Data not provided | N/A | 477.4–492.7 | mV | 2,218–3,394 | µS/cm | 26–43.7 | %DO | Data not provided | Data not provided | Data not provided | Data not provided | Data not provided | Data not provided | Data not provided | Data not provided | Data not provided | Data not provided | The Chitorem/BCR3 treatment provided the best overall treatment performance for both metal removal and sustaining sulfate reducing conditions. | Data not provided | Chitorem is a proprietary material that contains calcium carbonate, protein, and 20 chitin (crab shell). Also contains its own bacteria - material breaks down and produces carbonates (adds alkalinity). | The Chitorem substrate composition was modified by adding pea gravel to increase permeability. | Data not provided | U = under the detection limit. A range of values is shown to reflect more than one day with the same influent.
Final Danny T Adit Treatability Study Year 1 Technical Memorandum, Barker-Hughesville Mining District Superfund Site Cascade and Judith Basin Counties, Montana | BARKER HUGHESVILLE MINING DISTRICT | MT6122307485 | N/A | N/A | CHIT | Data not provided | Chitorem pre-treatment (CHIT) | Passive | Chitorem® | Pre-treatment | Danny T adit water | Y | Pre-treatment | Batteries used to run metering pump, slurry mixer, and timer switch | Remote central Montana, southeast of Great Falls/no constraints noted | Pilot | June - September 2013 | Chloride | Cl | mg/L | N | N/A | [6 empty] | 12000 | 2 | -599900 |  |  |  | Data not provided | Data not provided | Data not provided | Data not provided | Data not provided | Data not provided | Data not provided | Data not provided |  | Effluent | 6.65 | 0.05 | mg/L | 21.52 | °C | Data not provided | N/A | Data not provided | N/A | -206.8 | mV | 60571 | µS/cm | None | N/A | Data not provided | Data not provided | Data not provided | Data not provided | Data not provided | Data not provided | Data not provided | Data not provided | Data not provided | Data not provided | The Chitorem/BCR3 treatment provided the best overall treatment performance for both metal removal and sustaining sulfate reducing conditions. | Data not provided | Chitorem is a proprietary material that contains calcium carbonate, protein, and 20 chitin (crab shell). Also contains its own bacteria - material breaks down and produces carbonates (adds alkalinity). | The Chitorem substrate composition was modified by adding pea gravel to increase permeability. | Data not provided
Final Danny T Adit Treatability Study Year 1 Technical Memorandum, Barker-Hughesville Mining District Superfund Site Cascade and Judith Basin Counties, Montana | BARKER HUGHESVILLE MINING DISTRICT | MT6122307485 | N/A | N/A | CHIT | Data not provided | Chitorem pre-treatment (CHIT) | Passive | Chitorem® | Pre-treatment | Danny T adit water | Y | Pre-treatment | Batteries used to run metering pump, slurry mixer, and timer switch | Remote central Montana, southeast of Great Falls/no constraints noted | Pilot | June - September 2013 | Chloride | Cl | mg/L | N | N/A | [9 empty] | 14 | 2 | -600 | Data not provided | Data not provided | Data not provided | Data not provided | Data not provided | Data not provided | Data not provided | Data not provided |  | Effluent | 6.07 | 3.08 | mg/L | 16.95 | °C | Data not provided | N/A | Data not provided | N/A | -184.7 | mV | 2941 | µS/cm | 31.9 | %DO | Data not provided | Data not provided | Data not provided | Data not provided | Data not provided | Data not provided | Data not provided | Data not provided | Data not provided | Data not provided | The Chitorem/BCR3 treatment provided the best overall treatment performance for both metal removal and sustaining sulfate reducing conditions. | Data not provided | Chitorem is a proprietary material that contains calcium carbonate, protein, and 20 chitin (crab shell). Also contains its own bacteria - material breaks down and produces carbonates (adds alkalinity). | The Chitorem substrate composition was modified by adding pea gravel to increase permeability. | Data not provided
Final Danny T Adit Treatability Study Year 1 Technical Memorandum, Barker-Hughesville Mining District Superfund Site Cascade and Judith Basin Counties, Montana | BARKER HUGHESVILLE MINING DISTRICT | MT6122307485 | N/A | N/A | MGOH | Data not provided | Alkaline Addition pre-treatment - Mg(OH)2 | Passive | Magnesium hydroxide Mg(OH)2 | Pre-treatment | Danny T adit water | Y | Pre-treatment | Batteries used to run metering pump, slurry mixer, and timer switch | Remote central Montana, southeast of Great Falls/no constraints noted | Pilot | June - September 2013 | Chloride | Cl | mg/L | N | N/A | 2 | 4 | -100 | [9 empty] | Data not provided | Data not provided | Data not provided | Data not provided | Data not provided | Data not provided | Data not provided | Data not provided |  | Influent | 2.81–2.85 | 2.41–6.48 | mg/L | 21.72–25 | °C | Data not provided | N/A | Data not provided | N/A | 382.6–490.9 | mV | 2,267–2,404 | µS/cm | NA–27.1 | %DO | Data not provided | Data not provided | Data not provided | Data not provided | Data not provided | Data not provided | Data not provided | Data not provided | Data not provided | Data not provided | Data not provided | Data not provided | Alkaline addition using a magnesium hydroxide (Mg(OH)2) solution. | Data not provided | Data not provided | A range of values is shown to reflect more than one day with the same influent.
Final Danny T Adit Treatability Study Year 1 Technical Memorandum, Barker-Hughesville Mining District Superfund Site Cascade and Judith Basin Counties, Montana | BARKER HUGHESVILLE MINING DISTRICT | MT6122307485 | N/A | N/A | MGOH | Data not provided | Alkaline Addition pre-treatment - Mg(OH)2 | Passive | Magnesium hydroxide Mg(OH)2 | Pre-treatment | Danny T adit water | Y | Pre-treatment | Batteries used to run metering pump, slurry mixer, and timer switch | Remote central Montana, southeast of Great Falls/no constraints noted | Pilot | June - September 2013 | Chloride | Cl | mg/L | N | N/A |  |  |  | 1 U | 1 U–2 | Not Applicable | [6 empty] | Data not provided | Data not provided | Data not provided | Data not provided | Data not provided | Data not provided | Data not provided | Data not provided |  | Influent | 2.8–2.94 | NA–3.92 | mg/L | 16.34–25.14 | °C | Data not provided | N/A | Data not provided | N/A | 477.4–492.7 | mV | 2,218–3,394 | µS/cm | 26–43.7 | %DO | Data not provided | Data not provided | Data not provided | Data not provided | Data not provided | Data not provided | Data not provided | Data not provided | Data not provided | Data not provided | Data not provided | Data not provided | Alkaline addition using a magnesium hydroxide (Mg(OH)2) solution. | Data not provided | Data not provided | U = under the detection limit. A range of values is shown to reflect more than one day with the same influent.
Final Danny T Adit Treatability Study Year 1 Technical Memorandum, Barker-Hughesville Mining District Superfund Site Cascade and Judith Basin Counties, Montana | BARKER HUGHESVILLE MINING DISTRICT | MT6122307485 | N/A | N/A | MGOH | Data not provided | Alkaline Addition pre-treatment - Mg(OH)2 | Passive | Magnesium hydroxide Mg(OH)2 | Pre-treatment | Danny T adit water | Y | Pre-treatment | Batteries used to run metering pump, slurry mixer, and timer switch | Remote central Montana, southeast of Great Falls/no constraints noted | Pilot | June - September 2013 | Chloride | Cl | mg/L | N | N/A | [6 empty] | 4 | 1.0–2.0 | (-)300 - (-)100 |  |  |  | Data not provided | Data not provided | Data not provided | Data not provided | Data not provided | Data not provided | Data not provided | Data not provided |  | Effluent | 4.63–5.94 | 2.48–3.95 | mg/L | 14.54–19.28 | °C | Data not provided | N/A | Data not provided | N/A | (-)15.6–306.5 | mV | 1,995–2,186 | µS/cm | None | N/A | Data not provided | Data not provided | Data not provided | Data not provided | Data not provided | Data not provided | Data not provided | Data not provided | Data not provided | Data not provided | Data not provided | Data not provided | Alkaline addition using a magnesium hydroxide (Mg(OH)2) solution. | Data not provided | Data not provided | A range of values is shown to reflect more than one day with the same influent.
Final Danny T Adit Treatability Study Year 1 Technical Memorandum, Barker-Hughesville Mining District Superfund Site Cascade and Judith Basin Counties, Montana | BARKER HUGHESVILLE MINING DISTRICT | MT6122307485 | N/A | N/A | MGOH | Data not provided | Alkaline Addition pre-treatment - Mg(OH)2 | Passive | Magnesium hydroxide Mg(OH)2 | Pre-treatment | Danny T adit water | Y | Pre-treatment | Batteries used to run metering pump, slurry mixer, and timer switch | Remote central Montana, southeast of Great Falls/no constraints noted | Pilot | June - September 2013 | Chloride | Cl | mg/L | N | N/A | [9 empty] | 1 U | 1 U | Not Applicable | Data not provided | Data not provided | Data not provided | Data not provided | Data not provided | Data not provided | Data not provided | Data not provided |  | Effluent | 3.05 | 2.85 | mg/L | 13.16 | °C | Data not provided | N/A | Data not provided | N/A | 425 | mV | 2404 | µS/cm | 28 | %DO | Data not provided | Data not provided | Data not provided | Data not provided | Data not provided | Data not provided | Data not provided | Data not provided | Data not provided | Data not provided | Data not provided | Data not provided | Alkaline addition using a magnesium hydroxide (Mg(OH)2) solution. | Data not provided | Data not provided | U = under the detection limit.
Final Danny T Adit Treatability Study Year 1 Technical Memorandum, Barker-Hughesville Mining District Superfund Site Cascade and Judith Basin Counties, Montana | BARKER HUGHESVILLE MINING DISTRICT | MT6122307485 | N/A | N/A | BCR1 | Data not provided | Biochemical reactor (BCR) without pre-treatment (BCR1) | Passive | Biochemical reactor (BCR) | No pre-treatment | Danny T adit water | N | BCR without pre-treatment | Batteries used to run metering pump, slurry mixer, and timer switch | Remote central Montana, southeast of Great Falls/no constraints noted | Pilot | June - September 2013 | Chloride | Cl | mg/L | N | N/A | 2 | 1–100 | (-)4900 - 50 | [9 empty] | Data not provided | Data not provided | Data not provided | Data not provided | Data not provided | Data not provided | Data not provided | Data not provided |  | Influent | 2.81–2.85 | 2.41–6.48 | mg/L | 21.72–25 | °C | Data not provided | N/A | Data not provided | N/A | 382.6–490.9 | mV | 2,267–2,404 | µS/cm | NA–27.1 | %DO | Data not provided | Data not provided | Data not provided | Data not provided | Data not provided | Data not provided | Data not provided | Data not provided | Data not provided | Data not provided | Results support the need for pretreatment of high acidity MIW ahead of the BCR. | Data not provided | Substrate: sawdust, wood chips, compost, dairy manure and limestone chips. BCR substrate composition was modified due to a shortage of available manure and limestone. The shortage of manure and limestone may have had a negative impact on treatment effectiveness in the BCRs. | Data not provided | Data not provided | A range of values is shown to reflect more than one day with the same influent.
Final Danny T Adit Treatability Study Year 1 Technical Memorandum, Barker-Hughesville Mining District Superfund Site Cascade and Judith Basin Counties, Montana | BARKER HUGHESVILLE MINING DISTRICT | MT6122307485 | N/A | N/A | BCR1 | Data not provided | Biochemical reactor (BCR) without pre-treatment (BCR1) | Passive | Biochemical reactor (BCR) | No pre-treatment | Danny T adit water | N | BCR without pre-treatment | Batteries used to run metering pump, slurry mixer, and timer switch | Remote central Montana, southeast of Great Falls/no constraints noted | Pilot | June - September 2013 | Chloride | Cl | mg/L | N | N/A |  |  |  | 1 U | 1 U–2 U | Not Applicable | [6 empty] | Data not provided | Data not provided | Data not provided | Data not provided | Data not provided | Data not provided | Data not provided | Data not provided |  | Influent | 2.8–2.94 | NA–3.92 | mg/L | 16.34–25.14 | °C | Data not provided | N/A | Data not provided | N/A | 477.4–492.7 | mV | 2,218–3,394 | µS/cm | 26–43.7 | %DO | Data not provided | Data not provided | Data not provided | Data not provided | Data not provided | Data not provided | Data not provided | Data not provided | Data not provided | Data not provided | Results support the need for pretreatment of high acidity MIW ahead of the BCR. | Data not provided | Substrate: sawdust, wood chips, compost, dairy manure and limestone chips. BCR substrate composition was modified due to a shortage of available manure and limestone. The shortage of manure and limestone may have had a negative impact on treatment effectiveness in the BCRs. | Data not provided | Data not provided | U = under the detection limit. A range of values is shown to reflect more than one day with the same influent.
Final Danny T Adit Treatability Study Year 1 Technical Memorandum, Barker-Hughesville Mining District Superfund Site Cascade and Judith Basin Counties, Montana | BARKER HUGHESVILLE MINING DISTRICT | MT6122307485 | N/A | N/A | BCR1 | Data not provided | Biochemical reactor (BCR) without pre-treatment (BCR1) | Passive | Biochemical reactor (BCR) | No pre-treatment | Danny T adit water | N | BCR without pre-treatment | Batteries used to run metering pump, slurry mixer, and timer switch | Remote central Montana, southeast of Great Falls/no constraints noted | Pilot | June - September 2013 | Chloride | Cl | mg/L | N | N/A | [6 empty] | 100 | 2 | -4900 |  |  |  | Data not provided | Data not provided | Data not provided | Data not provided | Data not provided | Data not provided | Data not provided | Data not provided |  | Effluent | 6.07 | 0.02 | mg/L | 20.6 | °C | Data not provided | N/A | Data not provided | N/A | -163 | mV | 3505 | µS/cm | None | N/A | Data not provided | Data not provided | Data not provided | Data not provided | Data not provided | Data not provided | Data not provided | Data not provided | Data not provided | Data not provided | Results support the need for pretreatment of high acidity MIW ahead of the BCR. | Data not provided | Substrate: sawdust, wood chips, compost, dairy manure and limestone chips. BCR substrate composition was modified due to a shortage of available manure and limestone. The shortage of manure and limestone may have had a negative impact on treatment effectiveness in the BCRs. | Data not provided | Data not provided
Final Danny T Adit Treatability Study Year 1 Technical Memorandum, Barker-Hughesville Mining District Superfund Site Cascade and Judith Basin Counties, Montana | BARKER HUGHESVILLE MINING DISTRICT | MT6122307485 | N/A | N/A | BCR1 | Data not provided | Biochemical reactor (BCR) without pre-treatment (BCR1) | Passive | Biochemical reactor (BCR) | No pre-treatment | Danny T adit water | N | BCR without pre-treatment | Batteries used to run metering pump, slurry mixer, and timer switch | Remote central Montana, southeast of Great Falls/no constraints noted | Pilot | June - September 2013 | Chloride | Cl | mg/L | N | N/A | [9 empty] | 1 U | 1 U | Not Applicable | Data not provided | Data not provided | Data not provided | Data not provided | Data not provided | Data not provided | Data not provided | Data not provided |  | Effluent | 5.6–5.7 | 1.09–1.33 | mg/L | 14.95–20.25 | °C | Data not provided | N/A | Data not provided | N/A | 35.3–77.2 | mV | 1,992–2,424 | µS/cm | 12–13.6 | %DO | Data not provided | Data not provided | Data not provided | Data not provided | Data not provided | Data not provided | Data not provided | Data not provided | Data not provided | Data not provided | Results support the need for pretreatment of high acidity MIW ahead of the BCR. | Data not provided | Substrate: sawdust, wood chips, compost, dairy manure and limestone chips. BCR substrate composition was modified due to a shortage of available manure and limestone. The shortage of manure and limestone may have had a negative impact on treatment effectiveness in the BCRs. | Data not provided | Data not provided | U = under the detection limit. A range of values is shown to reflect more than one day with the same influent.
Final Danny T Adit Treatability Study Year 1 Technical Memorandum, Barker-Hughesville Mining District Superfund Site Cascade and Judith Basin Counties, Montana | BARKER HUGHESVILLE MINING DISTRICT | MT6122307485 | N/A | N/A | BCR2 | Data not provided | Biochemical reactor (BCR) with SAPS pre-treatment (BCR2) | Passive | Biochemical reactor (BCR) | Pre-treatment | Danny T adit water | Y | BCR with pre-treatment | Batteries used to run metering pump, slurry mixer, and timer switch | Remote central Montana, southeast of Great Falls/no constraints noted | Pilot | June - September 2013 | Chloride | Cl | mg/L | N | N/A | 2 | 1–210 | (-)10400 - 50 | [9 empty] | Data not provided | Data not provided | Data not provided | Data not provided | Data not provided | Data not provided | Data not provided | Data not provided |  | Influent | 2.81–2.85 | 2.41–6.48 | mg/L | 21.72–25 | °C | Data not provided | N/A | Data not provided | N/A | 382.6–490.9 | mV | 2,267–2,404 | µS/cm | NA–27.1 | %DO | Data not provided | Data not provided | Data not provided | Data not provided | Data not provided | Data not provided | Data not provided | Data not provided | Data not provided | Data not provided | Data not provided | Data not provided | Substrate: sawdust, wood chips, compost, dairy manure and limestone chips. BCR substrate composition was modified due to a shortage of available manure and limestone. The shortage of manure and limestone may have had a negative impact on treatment effectiveness in the BCRs. | Data not provided | Data not provided | A range of values is shown to reflect more than one day with the same influent.
Final Danny T Adit Treatability Study Year 1 Technical Memorandum, Barker-Hughesville Mining District Superfund Site Cascade and Judith Basin Counties, Montana | BARKER HUGHESVILLE MINING DISTRICT | MT6122307485 | N/A | N/A | BCR2 | Data not provided | Biochemical reactor (BCR) with SAPS pre-treatment (BCR2) | Passive | Biochemical reactor (BCR) | Pre-treatment | Danny T adit water | Y | BCR with pre-treatment | Batteries used to run metering pump, slurry mixer, and timer switch | Remote central Montana, southeast of Great Falls/no constraints noted | Pilot | June - September 2013 | Chloride | Cl | mg/L | N | N/A |  |  |  | 1 U | 1 U–2 U | Not Applicable | [6 empty] | Data not provided | Data not provided | Data not provided | Data not provided | Data not provided | Data not provided | Data not provided | Data not provided |  | Influent | 2.8–2.94 | NA–3.92 | mg/L | 16.34–25.14 | °C | Data not provided | N/A | Data not provided | N/A | 477.4–492.7 | mV | 2,218–3,394 | µS/cm | 26–43.7 | %DO | Data not provided | Data not provided | Data not provided | Data not provided | Data not provided | Data not provided | Data not provided | Data not provided | Data not provided | Data not provided | Data not provided | Data not provided | Substrate: sawdust, wood chips, compost, dairy manure and limestone chips. BCR substrate composition was modified due to a shortage of available manure and limestone. The shortage of manure and limestone may have had a negative impact on treatment effectiveness in the BCRs. | Data not provided | Data not provided | U = under the detection limit. A range of values is shown to reflect more than one day with the same influent.
Final Danny T Adit Treatability Study Year 1 Technical Memorandum, Barker-Hughesville Mining District Superfund Site Cascade and Judith Basin Counties, Montana | BARKER HUGHESVILLE MINING DISTRICT | MT6122307485 | N/A | N/A | BCR2 | Data not provided | Biochemical reactor (BCR) with SAPS pre-treatment (BCR2) | Passive | Biochemical reactor (BCR) | Pre-treatment | Danny T adit water | Y | BCR with pre-treatment | Batteries used to run metering pump, slurry mixer, and timer switch | Remote central Montana, southeast of Great Falls/no constraints noted | Pilot | June - September 2013 | Chloride | Cl | mg/L | N | N/A | [6 empty] | 210 | 2 | -10400 |  |  |  | Data not provided | Data not provided | Data not provided | Data not provided | Data not provided | Data not provided | Data not provided | Data not provided |  | Effluent | 6.29 | 0.05 | mg/L | 20.2 | °C | Data not provided | N/A | Data not provided | N/A | -153.8 | mV | 4954 | µS/cm | None | N/A | Data not provided | Data not provided | Data not provided | Data not provided | Data not provided | Data not provided | Data not provided | Data not provided | Data not provided | Data not provided | Data not provided | Data not provided | Substrate: sawdust, wood chips, compost, dairy manure and limestone chips. BCR substrate composition was modified due to a shortage of available manure and limestone. The shortage of manure and limestone may have had a negative impact on treatment effectiveness in the BCRs. | Data not provided | Data not provided
Final Danny T Adit Treatability Study Year 1 Technical Memorandum, Barker-Hughesville Mining District Superfund Site Cascade and Judith Basin Counties, Montana | BARKER HUGHESVILLE MINING DISTRICT | MT6122307485 | N/A | N/A | BCR2 | Data not provided | Biochemical reactor (BCR) with SAPS pre-treatment (BCR2) | Passive | Biochemical reactor (BCR) | Pre-treatment | Danny T adit water | Y | BCR with pre-treatment | Batteries used to run metering pump, slurry mixer, and timer switch | Remote central Montana, southeast of Great Falls/no constraints noted | Pilot | June - September 2013 | Chloride | Cl | mg/L | N | N/A | [9 empty] | 1 U | 1 U | Not Applicable | Data not provided | Data not provided | Data not provided | Data not provided | Data not provided | Data not provided | Data not provided | Data not provided |  | Effluent | 5.91–6.02 | 1–1.62 | mg/L | 14.75–20.45 | °C | Data not provided | N/A | Data not provided | N/A | 0.6–18.7 | mV | 2,019–2,397 | µS/cm | 16.4 | %DO | Data not provided | Data not provided | Data not provided | Data not provided | Data not provided | Data not provided | Data not provided | Data not provided | Data not provided | Data not provided | Data not provided | Data not provided | Substrate: sawdust, wood chips, compost, dairy manure and limestone chips. BCR substrate composition was modified due to a shortage of available manure and limestone. The shortage of manure and limestone may have had a negative impact on treatment effectiveness in the BCRs. | Data not provided | Data not provided | U = under the detection limit. A range of values is shown to reflect more than one day with the same influent.
Final Danny T Adit Treatability Study Year 1 Technical Memorandum, Barker-Hughesville Mining District Superfund Site Cascade and Judith Basin Counties, Montana | BARKER HUGHESVILLE MINING DISTRICT | MT6122307485 | N/A | N/A | BCR3 | Data not provided | Biochemical reactor (BCR) with CHIT pre-treatment (BCR3) | Passive | Biochemical reactor (BCR) | Pre-treatment | Danny T adit water | Y | BCR with pre-treatment | Batteries used to run metering pump, slurry mixer, and timer switch | Remote central Montana, southeast of Great Falls/no constraints noted | Pilot | June - September 2013 | Chloride | Cl | mg/L | N | N/A | 2 | 31–450 | (-)22400 -(-)1450 | [9 empty] | Data not provided | Data not provided | Data not provided | Data not provided | Data not provided | Data not provided | Data not provided | Data not provided |  | Influent | 2.81–2.85 | 2.41–6.48 | mg/L | 21.72–25 | °C | Data not provided | N/A | Data not provided | N/A | 382.6–490.9 | mV | 2,267–2,404 | µS/cm | NA–27.1 | %DO | Data not provided | Data not provided | Data not provided | Data not provided | Data not provided | Data not provided | Data not provided | Data not provided | Data not provided | Data not provided | Data not provided | Data not provided | Substrate: sawdust, wood chips, compost, dairy manure and limestone chips. BCR substrate composition was modified due to a shortage of available manure and limestone. The shortage of manure and limestone may have had a negative impact on treatment effectiveness in the BCRs. | Data not provided | Data not provided | A range of values is shown to reflect more than one day with the same influent.
Final Danny T Adit Treatability Study Year 1 Technical Memorandum, Barker-Hughesville Mining District Superfund Site Cascade and Judith Basin Counties, Montana | BARKER HUGHESVILLE MINING DISTRICT | MT6122307485 | N/A | N/A | BCR3 | Data not provided | Biochemical reactor (BCR) with CHIT pre-treatment (BCR3) | Passive | Biochemical reactor (BCR) | Pre-treatment | Danny T adit water | Y | BCR with pre-treatment | Batteries used to run metering pump, slurry mixer, and timer switch | Remote central Montana, southeast of Great Falls/no constraints noted | Pilot | June - September 2013 | Chloride | Cl | mg/L | N | N/A |  |  |  | 1 U | 8.0–61.0 | Not Applicable | [6 empty] | Data not provided | Data not provided | Data not provided | Data not provided | Data not provided | Data not provided | Data not provided | Data not provided |  | Influent | 2.8–2.94 | NA–3.92 | mg/L | 16.34–25.14 | °C | Data not provided | N/A | Data not provided | N/A | 477.4–492.7 | mV | 2,218–3,394 | µS/cm | 26–43.7 | %DO | Data not provided | Data not provided | Data not provided | Data not provided | Data not provided | Data not provided | Data not provided | Data not provided | Data not provided | Data not provided | Data not provided | Data not provided | Substrate: sawdust, wood chips, compost, dairy manure and limestone chips. BCR substrate composition was modified due to a shortage of available manure and limestone. The shortage of manure and limestone may have had a negative impact on treatment effectiveness in the BCRs. | Data not provided | Data not provided | U = under the detection limit. A range of values is shown to reflect more than one day with the same influent.
Final Danny T Adit Treatability Study Year 1 Technical Memorandum, Barker-Hughesville Mining District Superfund Site Cascade and Judith Basin Counties, Montana | BARKER HUGHESVILLE MINING DISTRICT | MT6122307485 | N/A | N/A | BCR3 | Data not provided | Biochemical reactor (BCR) with CHIT pre-treatment (BCR3) | Passive | Biochemical reactor (BCR) | Pre-treatment | Danny T adit water | Y | BCR with pre-treatment | Batteries used to run metering pump, slurry mixer, and timer switch | Remote central Montana, southeast of Great Falls/no constraints noted | Pilot | June - September 2013 | Chloride | Cl | mg/L | N | N/A | [6 empty] | 450 | 2 | -22400 |  |  |  | Data not provided | Data not provided | Data not provided | Data not provided | Data not provided | Data not provided | Data not provided | Data not provided |  | Effluent | 6.17 | 0.04 | mg/L | 19.65 | °C | Data not provided | N/A | Data not provided | N/A | -152.5 | mV | 8162 | µS/cm | None | N/A | Data not provided | Data not provided | Data not provided | Data not provided | Data not provided | Data not provided | Data not provided | Data not provided | Data not provided | Data not provided | Data not provided | Data not provided | Substrate: sawdust, wood chips, compost, dairy manure and limestone chips. BCR substrate composition was modified due to a shortage of available manure and limestone. The shortage of manure and limestone may have had a negative impact on treatment effectiveness in the BCRs. | Data not provided | Data not provided
Final Danny T Adit Treatability Study Year 1 Technical Memorandum, Barker-Hughesville Mining District Superfund Site Cascade and Judith Basin Counties, Montana | BARKER HUGHESVILLE MINING DISTRICT | MT6122307485 | N/A | N/A | BCR3 | Data not provided | Biochemical reactor (BCR) with CHIT pre-treatment (BCR3) | Passive | Biochemical reactor (BCR) | Pre-treatment | Danny T adit water | Y | BCR with pre-treatment | Batteries used to run metering pump, slurry mixer, and timer switch | Remote central Montana, southeast of Great Falls/no constraints noted | Pilot | June - September 2013 | Chloride | Cl | mg/L | N | N/A | [9 empty] | 8 | 1 U | Not Applicable | Data not provided | Data not provided | Data not provided | Data not provided | Data not provided | Data not provided | Data not provided | Data not provided |  | Effluent | 6.55 | 2.79 | mg/L | 16.81 | °C | Data not provided | N/A | Data not provided | N/A | -247.5 | mV | 6207 | µS/cm | 28.3 | %DO | Data not provided | Data not provided | Data not provided | Data not provided | Data not provided | Data not provided | Data not provided | Data not provided | Data not provided | Data not provided | Data not provided | Data not provided | Substrate: sawdust, wood chips, compost, dairy manure and limestone chips. BCR substrate composition was modified due to a shortage of available manure and limestone. The shortage of manure and limestone may have had a negative impact on treatment effectiveness in the BCRs. | Data not provided | Data not provided | U = under the detection limit.
Final Danny T Adit Treatability Study Year 1 Technical Memorandum, Barker-Hughesville Mining District Superfund Site Cascade and Judith Basin Counties, Montana | BARKER HUGHESVILLE MINING DISTRICT | MT6122307485 | N/A | N/A | BCR4 | Data not provided | Biochemical reactor (BCR) with Mg(OH)2 pre-treatment (BCR4) | Passive | Biochemical reactor (BCR) | Pre-treatment | Danny T adit water | Y | BCR with pre-treatment | Batteries used to run metering pump, slurry mixer, and timer switch | Remote central Montana, southeast of Great Falls/no constraints noted | Pilot | June - September 2013 | Chloride | Cl | mg/L | N | N/A | 2 | 2–140 | (-)6900 - 0 | [9 empty] | Data not provided | Data not provided | Data not provided | Data not provided | Data not provided | Data not provided | Data not provided | Data not provided |  | Influent | 2.81–2.85 | 2.41–6.48 | mg/L | 21.72–25 | °C | Data not provided | N/A | Data not provided | N/A | 382.6–490.9 | mV | 2,267–2,404 | µS/cm | NA–27.1 | %DO | Data not provided | Data not provided | Data not provided | Data not provided | Data not provided | Data not provided | Data not provided | Data not provided | Data not provided | Data not provided | Data not provided | Data not provided | Substrate: sawdust, wood chips, compost, dairy manure and limestone chips. BCR substrate composition was modified due to a shortage of available manure and limestone. The shortage of manure and limestone may have had a negative impact on treatment effectiveness in the BCRs. | Data not provided | Data not provided | A range of values is shown to reflect more than one day with the same influent.
Final Danny T Adit Treatability Study Year 1 Technical Memorandum, Barker-Hughesville Mining District Superfund Site Cascade and Judith Basin Counties, Montana | BARKER HUGHESVILLE MINING DISTRICT | MT6122307485 | N/A | N/A | BCR4 | Data not provided | Biochemical reactor (BCR) with Mg(OH)2 pre-treatment (BCR4) | Passive | Biochemical reactor (BCR) | Pre-treatment | Danny T adit water | Y | BCR with pre-treatment | Batteries used to run metering pump, slurry mixer, and timer switch | Remote central Montana, southeast of Great Falls/no constraints noted | Pilot | June - September 2013 | Chloride | Cl | mg/L | N | N/A |  |  |  | 1 U | 1 U–2 U | Not Applicable | [6 empty] | Data not provided | Data not provided | Data not provided | Data not provided | Data not provided | Data not provided | Data not provided | Data not provided |  | Influent | 2.8–2.94 | NA–3.92 | mg/L | 16.34–25.14 | °C | Data not provided | N/A | Data not provided | N/A | 477.4–492.7 | mV | 2,218–3,394 | µS/cm | 26–43.7 | %DO | Data not provided | Data not provided | Data not provided | Data not provided | Data not provided | Data not provided | Data not provided | Data not provided | Data not provided | Data not provided | Data not provided | Data not provided | Substrate: sawdust, wood chips, compost, dairy manure and limestone chips. BCR substrate composition was modified due to a shortage of available manure and limestone. The shortage of manure and limestone may have had a negative impact on treatment effectiveness in the BCRs. | Data not provided | Data not provided | U = under the detection limit. A range of values is shown to reflect more than one day with the same influent.
Final Danny T Adit Treatability Study Year 1 Technical Memorandum, Barker-Hughesville Mining District Superfund Site Cascade and Judith Basin Counties, Montana | BARKER HUGHESVILLE MINING DISTRICT | MT6122307485 | N/A | N/A | BCR4 | Data not provided | Biochemical reactor (BCR) with Mg(OH)2 pre-treatment (BCR4) | Passive | Biochemical reactor (BCR) | Pre-treatment | Danny T adit water | Y | BCR with pre-treatment | Batteries used to run metering pump, slurry mixer, and timer switch | Remote central Montana, southeast of Great Falls/no constraints noted | Pilot | June - September 2013 | Chloride | Cl | mg/L | N | N/A | [6 empty] | 140 | 2 | -6900 |  |  |  | Data not provided | Data not provided | Data not provided | Data not provided | Data not provided | Data not provided | Data not provided | Data not provided |  | Effluent | 6.25 | 0.02 | mg/L | 20.16 | °C | Data not provided | N/A | Data not provided | N/A | -144.8 | mV | 4001 | µS/cm | None | N/A | Data not provided | Data not provided | Data not provided | Data not provided | Data not provided | Data not provided | Data not provided | Data not provided | Data not provided | Data not provided | Data not provided | Data not provided | Substrate: sawdust, wood chips, compost, dairy manure and limestone chips. BCR substrate composition was modified due to a shortage of available manure and limestone. The shortage of manure and limestone may have had a negative impact on treatment effectiveness in the BCRs. | Data not provided | Data not provided
Final Danny T Adit Treatability Study Year 1 Technical Memorandum, Barker-Hughesville Mining District Superfund Site Cascade and Judith Basin Counties, Montana | BARKER HUGHESVILLE MINING DISTRICT | MT6122307485 | N/A | N/A | BCR4 | Data not provided | Biochemical reactor (BCR) with Mg(OH)2 pre-treatment (BCR4) | Passive | Biochemical reactor (BCR) | Pre-treatment | Danny T adit water | Y | BCR with pre-treatment | Batteries used to run metering pump, slurry mixer, and timer switch | Remote central Montana, southeast of Great Falls/no constraints noted | Pilot | June - September 2013 | Chloride | Cl | mg/L | N | N/A | [9 empty] | 1 U | 1 U | Not Applicable | Data not provided | Data not provided | Data not provided | Data not provided | Data not provided | Data not provided | Data not provided | Data not provided |  | Effluent | 6.87–7.02 | 1.64–1.65 | mg/L | 16.2–20.33 | °C | Data not provided | N/A | Data not provided | N/A | (-)171.3–(-)154.2 | mV | 2,018–2,473 | µS/cm | 17.2–18.5 | %DO | Data not provided | Data not provided | Data not provided | Data not provided | Data not provided | Data not provided | Data not provided | Data not provided | Data not provided | Data not provided | Data not provided | Data not provided | Substrate: sawdust, wood chips, compost, dairy manure and limestone chips. BCR substrate composition was modified due to a shortage of available manure and limestone. The shortage of manure and limestone may have had a negative impact on treatment effectiveness in the BCRs. | Data not provided | Data not provided | U = under the detection limit. A range of values is shown to reflect more than one day with the same influent.
Final Danny T Adit Treatability Study Year 1 Technical Memorandum, Barker-Hughesville Mining District Superfund Site Cascade and Judith Basin Counties, Montana | BARKER HUGHESVILLE MINING DISTRICT | MT6122307485 | N/A | N/A | BCR1 | Data not provided | Biochemical reactor (BCR) without pre-treatment (BCR1) | Passive | Biochemical reactor (BCR) | No pre-treatment | Danny T adit water | N | BCR without pre-treatment | Batteries used to run metering pump, slurry mixer, and timer switch | Remote central Montana, southeast of Great Falls/no constraints noted | Pilot | June - September 2013 | Cobalt | Co, total | µg/L | N | N/A | 56 | 14 | 75 | [9 empty] | Data not provided | Data not provided | Data not provided | Data not provided | Data not provided | Data not provided | Data not provided | Data not provided |  | Influent | 2.81 | 6.48 | mg/L | 25 | °C | Data not provided | N/A | Data not provided | N/A | 490.9 | mV | 2267 | µS/cm | None | N/A | Data not provided | Data not provided | Data not provided | Data not provided | Data not provided | Data not provided | Data not provided | Data not provided | Data not provided | Data not provided | results support the need for pretreatment of high acidity MIW ahead of the BCR. | Data not provided | Substrate: sawdust, wood chips, compost, dairy manure and limestone chips. BCR substrate composition was modified due to a shortage of available manure and limestone. The shortage of manure and limestone may have had a negative impact on treatment effectiveness in the BCRs. | Data not provided | Total metals data set is limited to only two sampling events (due to funding limitations).
Final Danny T Adit Treatability Study Year 1 Technical Memorandum, Barker-Hughesville Mining District Superfund Site Cascade and Judith Basin Counties, Montana | BARKER HUGHESVILLE MINING DISTRICT | MT6122307485 | N/A | N/A | BCR1 | Data not provided | Biochemical reactor (BCR) without pre-treatment (BCR1) | Passive | Biochemical reactor (BCR) | No pre-treatment | Danny T adit water | N | BCR without pre-treatment | Batteries used to run metering pump, slurry mixer, and timer switch | Remote central Montana, southeast of Great Falls/no constraints noted | Pilot | June - September 2013 | Cobalt | Co, dissolved | µg/L | N | N/A | 58 | 5 U | 95.6897 | [9 empty] | Data not provided | Data not provided | Data not provided | Data not provided | Data not provided | Data not provided | Data not provided | Data not provided |  | Influent | 2.81 | 6.48 | mg/L | 25 | °C | Data not provided | N/A | Data not provided | N/A | 490.9 | mV | 2267 | µS/cm | None | N/A | Data not provided | Data not provided | Data not provided | Data not provided | Data not provided | Data not provided | Data not provided | Data not provided | Data not provided | Data not provided | Results support the need for pretreatment of high acidity MIW ahead of the BCR. Co is not likely removed via a chemical reaction to precipitate Co as a carbonate, oxy-hydroxide, or sulfide. | Data not provided | Substrate: sawdust, wood chips, compost, dairy manure and limestone chips. BCR substrate composition was modified due to a shortage of available manure and limestone. The shortage of manure and limestone may have had a negative impact on treatment effectiveness in the BCRs. | The number of sampling dates was reduced, resulting in less info to determine long-term treatment effectiveness. | Data not provided | U = under the detection limit.
Final Danny T Adit Treatability Study Year 1 Technical Memorandum, Barker-Hughesville Mining District Superfund Site Cascade and Judith Basin Counties, Montana | BARKER HUGHESVILLE MINING DISTRICT | MT6122307485 | N/A | N/A | BCR1 | Data not provided | Biochemical reactor (BCR) without pre-treatment (BCR1) | Passive | Biochemical reactor (BCR) | No pre-treatment | Danny T adit water | N | BCR without pre-treatment | Batteries used to run metering pump, slurry mixer, and timer switch | Remote central Montana, southeast of Great Falls/no constraints noted | Pilot | June - September 2013 | Cobalt | Co, total | µg/L | N | N/A |  |  |  | 39 | 39 | 0 | [6 empty] | Data not provided | Data not provided | Data not provided | Data not provided | Data not provided | Data not provided | Data not provided | Data not provided |  | Influent | 2.85 | 2.41 | mg/L | 21.72 | °C | Data not provided | N/A | Data not provided | N/A | 382.6 | mV | 2404 | µS/cm | 27.1 | %DO | Data not provided | Data not provided | Data not provided | Data not provided | Data not provided | Data not provided | Data not provided | Data not provided | Data not provided | Data not provided | Results support the need for pretreatment of high acidity MIW ahead of the BCR. | Data not provided | Substrate: sawdust, wood chips, compost, dairy manure and limestone chips. BCR substrate composition was modified due to a shortage of available manure and limestone. The shortage of manure and limestone may have had a negative impact on treatment effectiveness in the BCRs. | Data not provided | Total metals data set is limited to only two sampling events (due to funding limitations).
Final Danny T Adit Treatability Study Year 1 Technical Memorandum, Barker-Hughesville Mining District Superfund Site Cascade and Judith Basin Counties, Montana | BARKER HUGHESVILLE MINING DISTRICT | MT6122307485 | N/A | N/A | BCR1 | Data not provided | Biochemical reactor (BCR) without pre-treatment (BCR1) | Passive | Biochemical reactor (BCR) | No pre-treatment | Danny T adit water | N | BCR without pre-treatment | Batteries used to run metering pump, slurry mixer, and timer switch | Remote central Montana, southeast of Great Falls/no constraints noted | Pilot | June - September 2013 | Cobalt | Co, dissolved | µg/L | N | N/A |  |  |  | 36 | 42 | -16.6667 | [6 empty] | Data not provided | Data not provided | Data not provided | Data not provided | Data not provided | Data not provided | Data not provided | Data not provided |  | Influent | 2.8 | 2.19 | mg/L | 25.14 | °C | Data not provided | N/A | Data not provided | N/A | 492.7 | mV | 3394 | µS/cm | 26 | %DO | Data not provided | Data not provided | Data not provided | Data not provided | Data not provided | Data not provided | Data not provided | Data not provided | Data not provided | Data not provided | Results support the need for pretreatment of high acidity MIW ahead of the BCR. Co is not likely removed via a chemical reaction to precipitate Co as a carbonate, oxy-hydroxide, or sulfide. | Data not provided | Substrate: sawdust, wood chips, compost, dairy manure and limestone chips. BCR substrate composition was modified due to a shortage of available manure and limestone. The shortage of manure and limestone may have had a negative impact on treatment effectiveness in the BCRs. | The number of sampling dates was reduced, resulting in less info to determine long-term treatment effectiveness. | Data not provided
Final Danny T Adit Treatability Study Year 1 Technical Memorandum, Barker-Hughesville Mining District Superfund Site Cascade and Judith Basin Counties, Montana | BARKER HUGHESVILLE MINING DISTRICT | MT6122307485 | N/A | N/A | BCR1 | Data not provided | Biochemical reactor (BCR) without pre-treatment (BCR1) | Passive | Biochemical reactor (BCR) | No pre-treatment | Danny T adit water | N | BCR without pre-treatment | Batteries used to run metering pump, slurry mixer, and timer switch | Remote central Montana, southeast of Great Falls/no constraints noted | Pilot | June - September 2013 | Cobalt | Co, total | µg/L | N | N/A | [6 empty] | 39 | 39 | 0 |  |  |  | Data not provided | Data not provided | Data not provided | Data not provided | Data not provided | Data not provided | Data not provided | Data not provided |  | Effluent | 5.91 | 1.5 | mg/L | 17.95 | °C | Data not provided | N/A | Data not provided | N/A | -46.6 | mV | 2190 | µS/cm | 15.9 | %DO | Data not provided | Data not provided | Data not provided | Data not provided | Data not provided | Data not provided | Data not provided | Data not provided | Data not provided | Data not provided | Results support the need for pretreatment of high acidity MIW ahead of the BCR. | Data not provided | Substrate: sawdust, wood chips, compost, dairy manure and limestone chips. BCR substrate composition was modified due to a shortage of available manure and limestone. The shortage of manure and limestone may have had a negative impact on treatment effectiveness in the BCRs. | Data not provided | Total metals data set is limited to only two sampling events (due to funding limitations).
Final Danny T Adit Treatability Study Year 1 Technical Memorandum, Barker-Hughesville Mining District Superfund Site Cascade and Judith Basin Counties, Montana | BARKER HUGHESVILLE MINING DISTRICT | MT6122307485 | N/A | N/A | BCR1 | Data not provided | Biochemical reactor (BCR) without pre-treatment (BCR1) | Passive | Biochemical reactor (BCR) | No pre-treatment | Danny T adit water | N | BCR without pre-treatment | Batteries used to run metering pump, slurry mixer, and timer switch | Remote central Montana, southeast of Great Falls/no constraints noted | Pilot | June - September 2013 | Cobalt | Co, dissolved | µg/L | N | N/A | [6 empty] | 55 | 55 | 0 |  |  |  | Data not provided | Data not provided | Data not provided | Data not provided | Data not provided | Data not provided | Data not provided | Data not provided |  | Effluent | 5.7 | 1.33 | mg/L | 14.95 | °C | Data not provided | N/A | Data not provided | N/A | 77.2 | mV | 2424 | µS/cm | 13.6 | %DO | Data not provided | Data not provided | Data not provided | Data not provided | Data not provided | Data not provided | Data not provided | Data not provided | Data not provided | Data not provided | Results support the need for pretreatment of high acidity MIW ahead of the BCR. Co is not likely removed via a chemical reaction to precipitate Co as a carbonate, oxy-hydroxide, or sulfide. | Data not provided | Substrate: sawdust, wood chips, compost, dairy manure and limestone chips. BCR substrate composition was modified due to a shortage of available manure and limestone. The shortage of manure and limestone may have had a negative impact on treatment effectiveness in the BCRs. | The number of sampling dates was reduced, resulting in less info to determine long-term treatment effectiveness. | Data not provided
Final Danny T Adit Treatability Study Year 1 Technical Memorandum, Barker-Hughesville Mining District Superfund Site Cascade and Judith Basin Counties, Montana | BARKER HUGHESVILLE MINING DISTRICT | MT6122307485 | N/A | N/A | BCR1 | Data not provided | Biochemical reactor (BCR) without pre-treatment (BCR1) | Passive | Biochemical reactor (BCR) | No pre-treatment | Danny T adit water | N | BCR without pre-treatment | Batteries used to run metering pump, slurry mixer, and timer switch | Remote central Montana, southeast of Great Falls/no constraints noted | Pilot | June - September 2013 | Cobalt | Co, total | µg/L | N | N/A | [9 empty] | 14 | 56 | 75 | Data not provided | Data not provided | Data not provided | Data not provided | Data not provided | Data not provided | Data not provided | Data not provided |  | Effluent | 6.07 | 0.02 | mg/L | 20.6 | °C | Data not provided | N/A | Data not provided | N/A | -163 | mV | 3505 | µS/cm | None | N/A | Data not provided | Data not provided | Data not provided | Data not provided | Data not provided | Data not provided | Data not provided | Data not provided | Data not provided | Data not provided | Results support the need for pretreatment of high acidity MIW ahead of the BCR. | Data not provided | Substrate: sawdust, wood chips, compost, dairy manure and limestone chips. BCR substrate composition was modified due to a shortage of available manure and limestone. The shortage of manure and limestone may have had a negative impact on treatment effectiveness in the BCRs. | Data not provided | Total metals data set is limited to only two sampling events (due to funding limitations).
Final Danny T Adit Treatability Study Year 1 Technical Memorandum, Barker-Hughesville Mining District Superfund Site Cascade and Judith Basin Counties, Montana | BARKER HUGHESVILLE MINING DISTRICT | MT6122307485 | N/A | N/A | BCR1 | Data not provided | Biochemical reactor (BCR) without pre-treatment (BCR1) | Passive | Biochemical reactor (BCR) | No pre-treatment | Danny T adit water | N | BCR without pre-treatment | Batteries used to run metering pump, slurry mixer, and timer switch | Remote central Montana, southeast of Great Falls/no constraints noted | Pilot | June - September 2013 | Cobalt | Co, dissolved | µg/L | N | N/A | [9 empty] | 5 U | 58 | 95.6897 | Data not provided | Data not provided | Data not provided | Data not provided | Data not provided | Data not provided | Data not provided | Data not provided |  | Effluent | 6.07 | 0.02 | mg/L | 20.6 | °C | Data not provided | N/A | Data not provided | N/A | -163 | mV | 3505 | µS/cm | None | N/A | Data not provided | Data not provided | Data not provided | Data not provided | Data not provided | Data not provided | Data not provided | Data not provided | Data not provided | Data not provided | Results support the need for pretreatment of high acidity MIW ahead of the BCR. Co is not likely removed via a chemical reaction to precipitate Co as a carbonate, oxy-hydroxide, or sulfide. | Data not provided | Substrate: sawdust, wood chips, compost, dairy manure and limestone chips. BCR substrate composition was modified due to a shortage of available manure and limestone. The shortage of manure and limestone may have had a negative impact on treatment effectiveness in the BCRs. | The number of sampling dates was reduced, resulting in less info to determine long-term treatment effectiveness. | Data not provided | U = under the detection limit.
Final Danny T Adit Treatability Study Year 1 Technical Memorandum, Barker-Hughesville Mining District Superfund Site Cascade and Judith Basin Counties, Montana | BARKER HUGHESVILLE MINING DISTRICT | MT6122307485 | N/A | N/A | BCR2 | Data not provided | Biochemical reactor (BCR) with SAPS pre-treatment (BCR2) | Passive | Biochemical reactor (BCR) | Pre-treatment | Danny T adit water | Y | BCR with pre-treatment | Batteries used to run metering pump, slurry mixer, and timer switch | Remote central Montana, southeast of Great Falls/no constraints noted | Pilot | June - September 2013 | Cobalt | Co, total | µg/L | N | N/A | 56 | 16 | 71.4286 | [9 empty] | Data not provided | Data not provided | Data not provided | Data not provided | Data not provided | Data not provided | Data not provided | Data not provided |  | Influent | 2.81 | 6.48 | mg/L | 25 | °C | Data not provided | N/A | Data not provided | N/A | 490.9 | mV | 2267 | µS/cm | None | N/A | Data not provided | Data not provided | Data not provided | Data not provided | Data not provided | Data not provided | Data not provided | Data not provided | Data not provided | Data not provided | Data not provided | Data not provided | Substrate: sawdust, wood chips, compost, dairy manure and limestone chips. BCR substrate composition was modified due to a shortage of available manure and limestone. The shortage of manure and limestone may have had a negative impact on treatment effectiveness in the BCRs. | Data not provided | Total metals data set is limited to only two sampling events (due to funding limitations).
Final Danny T Adit Treatability Study Year 1 Technical Memorandum, Barker-Hughesville Mining District Superfund Site Cascade and Judith Basin Counties, Montana | BARKER HUGHESVILLE MINING DISTRICT | MT6122307485 | N/A | N/A | BCR2 | Data not provided | Biochemical reactor (BCR) with SAPS pre-treatment (BCR2) | Passive | Biochemical reactor (BCR) | Pre-treatment | Danny T adit water | Y | BCR with pre-treatment | Batteries used to run metering pump, slurry mixer, and timer switch | Remote central Montana, southeast of Great Falls/no constraints noted | Pilot | June - September 2013 | Cobalt | Co, dissolved | µg/L | N | N/A | 58 | 11 | 81.0345 | [9 empty] | Data not provided | Data not provided | Data not provided | Data not provided | Data not provided | Data not provided | Data not provided | Data not provided |  | Influent | 2.81 | 6.48 | mg/L | 25 | °C | Data not provided | N/A | Data not provided | N/A | 490.9 | mV | 2267 | µS/cm | None | N/A | Data not provided | Data not provided | Data not provided | Data not provided | Data not provided | Data not provided | Data not provided | Data not provided | Data not provided | Data not provided | Data not provided | Data not provided | Substrate: sawdust, wood chips, compost, dairy manure and limestone chips. BCR substrate composition was modified due to a shortage of available manure and limestone. The shortage of manure and limestone may have had a negative impact on treatment effectiveness in the BCRs. | The number of sampling dates was reduced, resulting in less info to determine long-term treatment effectiveness. | Data not provided
Final Danny T Adit Treatability Study Year 1 Technical Memorandum, Barker-Hughesville Mining District Superfund Site Cascade and Judith Basin Counties, Montana | BARKER HUGHESVILLE MINING DISTRICT | MT6122307485 | N/A | N/A | BCR2 | Data not provided | Biochemical reactor (BCR) with SAPS pre-treatment (BCR2) | Passive | Biochemical reactor (BCR) | Pre-treatment | Danny T adit water | Y | BCR with pre-treatment | Batteries used to run metering pump, slurry mixer, and timer switch | Remote central Montana, southeast of Great Falls/no constraints noted | Pilot | June - September 2013 | Cobalt | Co, total | µg/L | N | N/A |  |  |  | 39 | 37 | 5.1282 | [6 empty] | Data not provided | Data not provided | Data not provided | Data not provided | Data not provided | Data not provided | Data not provided | Data not provided |  | Influent | 2.85 | 2.41 | mg/L | 21.72 | °C | Data not provided | N/A | Data not provided | N/A | 382.6 | mV | 2404 | µS/cm | 27.1 | %DO | Data not provided | Data not provided | Data not provided | Data not provided | Data not provided | Data not provided | Data not provided | Data not provided | Data not provided | Data not provided | Data not provided | Data not provided | Substrate: sawdust, wood chips, compost, dairy manure and limestone chips. BCR substrate composition was modified due to a shortage of available manure and limestone. The shortage of manure and limestone may have had a negative impact on treatment effectiveness in the BCRs. | Data not provided | Total metals data set is limited to only two sampling events (due to funding limitations).
Final Danny T Adit Treatability Study Year 1 Technical Memorandum, Barker-Hughesville Mining District Superfund Site Cascade and Judith Basin Counties, Montana | BARKER HUGHESVILLE MINING DISTRICT | MT6122307485 | N/A | N/A | BCR2 | Data not provided | Biochemical reactor (BCR) with SAPS pre-treatment (BCR2) | Passive | Biochemical reactor (BCR) | Pre-treatment | Danny T adit water | Y | BCR with pre-treatment | Batteries used to run metering pump, slurry mixer, and timer switch | Remote central Montana, southeast of Great Falls/no constraints noted | Pilot | June - September 2013 | Cobalt | Co, dissolved | µg/L | N | N/A |  |  |  | 36 | 35 | 2.7778 | [6 empty] | Data not provided | Data not provided | Data not provided | Data not provided | Data not provided | Data not provided | Data not provided | Data not provided |  | Influent | 2.8 | 2.19 | mg/L | 25.14 | °C | Data not provided | N/A | Data not provided | N/A | 492.7 | mV | 3394 | µS/cm | 26 | %DO | Data not provided | Data not provided | Data not provided | Data not provided | Data not provided | Data not provided | Data not provided | Data not provided | Data not provided | Data not provided | Data not provided | Data not provided | Substrate: sawdust, wood chips, compost, dairy manure and limestone chips. BCR substrate composition was modified due to a shortage of available manure and limestone. The shortage of manure and limestone may have had a negative impact on treatment effectiveness in the BCRs. | The number of sampling dates was reduced, resulting in less info to determine long-term treatment effectiveness. | Data not provided
Final Danny T Adit Treatability Study Year 1 Technical Memorandum, Barker-Hughesville Mining District Superfund Site Cascade and Judith Basin Counties, Montana | BARKER HUGHESVILLE MINING DISTRICT | MT6122307485 | N/A | N/A | BCR2 | Data not provided | Biochemical reactor (BCR) with SAPS pre-treatment (BCR2) | Passive | Biochemical reactor (BCR) | Pre-treatment | Danny T adit water | Y | BCR with pre-treatment | Batteries used to run metering pump, slurry mixer, and timer switch | Remote central Montana, southeast of Great Falls/no constraints noted | Pilot | June - September 2013 | Cobalt | Co, total | µg/L | N | N/A | [6 empty] | 37 | 39 | 5.1282 |  |  |  | Data not provided | Data not provided | Data not provided | Data not provided | Data not provided | Data not provided | Data not provided | Data not provided |  | Effluent | 6.16 | 1.67 | mg/L | 17.67 | °C | Data not provided | N/A | Data not provided | N/A | -28 | mV | 2187 | µS/cm | 17.8 | %DO | Data not provided | Data not provided | Data not provided | Data not provided | Data not provided | Data not provided | Data not provided | Data not provided | Data not provided | Data not provided | Data not provided | Data not provided | Substrate: sawdust, wood chips, compost, dairy manure and limestone chips. BCR substrate composition was modified due to a shortage of available manure and limestone. The shortage of manure and limestone may have had a negative impact on treatment effectiveness in the BCRs. | Data not provided | Total metals data set is limited to only two sampling events (due to funding limitations).
Final Danny T Adit Treatability Study Year 1 Technical Memorandum, Barker-Hughesville Mining District Superfund Site Cascade and Judith Basin Counties, Montana | BARKER HUGHESVILLE MINING DISTRICT | MT6122307485 | N/A | N/A | BCR2 | Data not provided | Biochemical reactor (BCR) with SAPS pre-treatment (BCR2) | Passive | Biochemical reactor (BCR) | Pre-treatment | Danny T adit water | Y | BCR with pre-treatment | Batteries used to run metering pump, slurry mixer, and timer switch | Remote central Montana, southeast of Great Falls/no constraints noted | Pilot | June - September 2013 | Cobalt | Co, dissolved | µg/L | N | N/A | [6 empty] | 35 | 36–38 | 2.8 - 7.9 |  |  |  | Data not provided | Data not provided | Data not provided | Data not provided | Data not provided | Data not provided | Data not provided | Data not provided |  | Effluent | 6.16–6.26 | 1.67–8.52 | mg/L | 17.67–18.4 | °C | Data not provided | N/A | Data not provided | N/A | (-)28–19.4 | mV | 2,187–3,224 | µS/cm | 17.8–92.1 | %DO | Data not provided | Data not provided | Data not provided | Data not provided | Data not provided | Data not provided | Data not provided | Data not provided | Data not provided | Data not provided | Data not provided | Data not provided | Substrate: sawdust, wood chips, compost, dairy manure and limestone chips. BCR substrate composition was modified due to a shortage of available manure and limestone. The shortage of manure and limestone may have had a negative impact on treatment effectiveness in the BCRs. | The number of sampling dates was reduced, resulting in less info to determine long-term treatment effectiveness. | Data not provided | A range of values is shown to reflect multiple days with the same effluent.
Final Danny T Adit Treatability Study Year 1 Technical Memorandum, Barker-Hughesville Mining District Superfund Site Cascade and Judith Basin Counties, Montana | BARKER HUGHESVILLE MINING DISTRICT | MT6122307485 | N/A | N/A | BCR2 | Data not provided | Biochemical reactor (BCR) with SAPS pre-treatment (BCR2) | Passive | Biochemical reactor (BCR) | Pre-treatment | Danny T adit water | Y | BCR with pre-treatment | Batteries used to run metering pump, slurry mixer, and timer switch | Remote central Montana, southeast of Great Falls/no constraints noted | Pilot | June - September 2013 | Cobalt | Co, total | µg/L | N | N/A | [9 empty] | 16 | 56 | 71.4286 | Data not provided | Data not provided | Data not provided | Data not provided | Data not provided | Data not provided | Data not provided | Data not provided |  | Effluent | 6.29 | 0.05 | mg/L | 20.2 | °C | Data not provided | N/A | Data not provided | N/A | -153.8 | mV | 4954 | µS/cm | None | N/A | Data not provided | Data not provided | Data not provided | Data not provided | Data not provided | Data not provided | Data not provided | Data not provided | Data not provided | Data not provided | Data not provided | Data not provided | Substrate: sawdust, wood chips, compost, dairy manure and limestone chips. BCR substrate composition was modified due to a shortage of available manure and limestone. The shortage of manure and limestone may have had a negative impact on treatment effectiveness in the BCRs. | Data not provided | Total metals data set is limited to only two sampling events (due to funding limitations).
Final Danny T Adit Treatability Study Year 1 Technical Memorandum, Barker-Hughesville Mining District Superfund Site Cascade and Judith Basin Counties, Montana | BARKER HUGHESVILLE MINING DISTRICT | MT6122307485 | N/A | N/A | BCR2 | Data not provided | Biochemical reactor (BCR) with SAPS pre-treatment (BCR2) | Passive | Biochemical reactor (BCR) | Pre-treatment | Danny T adit water | Y | BCR with pre-treatment | Batteries used to run metering pump, slurry mixer, and timer switch | Remote central Montana, southeast of Great Falls/no constraints noted | Pilot | June - September 2013 | Cobalt | Co, dissolved | µg/L | N | N/A | [9 empty] | 7 | 48 | 85.4167 | Data not provided | Data not provided | Data not provided | Data not provided | Data not provided | Data not provided | Data not provided | Data not provided |  | Effluent | 6.32 | 0.56 | mg/L | 21.15 | °C | Data not provided | N/A | Data not provided | N/A | -67.7 | mV | 2552 | µS/cm | None | N/A | Data not provided | Data not provided | Data not provided | Data not provided | Data not provided | Data not provided | Data not provided | Data not provided | Data not provided | Data not provided | Data not provided | Data not provided | Substrate: sawdust, wood chips, compost, dairy manure and limestone chips. BCR substrate composition was modified due to a shortage of available manure and limestone. The shortage of manure and limestone may have had a negative impact on treatment effectiveness in the BCRs. | The number of sampling dates was reduced, resulting in less info to determine long-term treatment effectiveness. | Data not provided
Final Danny T Adit Treatability Study Year 1 Technical Memorandum, Barker-Hughesville Mining District Superfund Site Cascade and Judith Basin Counties, Montana | BARKER HUGHESVILLE MINING DISTRICT | MT6122307485 | N/A | N/A | BCR3 | Data not provided | Biochemical reactor (BCR) with CHIT pre-treatment (BCR3) | Passive | Biochemical reactor (BCR) | Pre-treatment | Danny T adit water | Y | BCR with pre-treatment | Batteries used to run metering pump, slurry mixer, and timer switch | Remote central Montana, southeast of Great Falls/no constraints noted | Pilot | June - September 2013 | Cobalt | Co, total | µg/L | N | N/A | 56 | 23 | 58.9286 | [9 empty] | Data not provided | Data not provided | Data not provided | Data not provided | Data not provided | Data not provided | Data not provided | Data not provided |  | Influent | 2.81 | 6.48 | mg/L | 25 | °C | Data not provided | N/A | Data not provided | N/A | 490.9 | mV | 2267 | µS/cm | None | N/A | Data not provided | Data not provided | Data not provided | Data not provided | Data not provided | Data not provided | Data not provided | Data not provided | Data not provided | Data not provided | The Chitorem/BCR3 treatment provided the best overall treatment performance for both metal removal and sustaining sulfate reducing conditions. | Data not provided | Substrate: sawdust, wood chips, compost, dairy manure and limestone chips. BCR substrate composition was modified due to a shortage of available manure and limestone. The shortage of manure and limestone may have had a negative impact on treatment effectiveness in the BCRs. | Data not provided | Total metals data set is limited to only two sampling events (due to funding limitations).
Final Danny T Adit Treatability Study Year 1 Technical Memorandum, Barker-Hughesville Mining District Superfund Site Cascade and Judith Basin Counties, Montana | BARKER HUGHESVILLE MINING DISTRICT | MT6122307485 | N/A | N/A | BCR3 | Data not provided | Biochemical reactor (BCR) with CHIT pre-treatment (BCR3) | Passive | Biochemical reactor (BCR) | Pre-treatment | Danny T adit water | Y | BCR with pre-treatment | Batteries used to run metering pump, slurry mixer, and timer switch | Remote central Montana, southeast of Great Falls/no constraints noted | Pilot | June - September 2013 | Cobalt | Co, dissolved | µg/L | N | N/A | 58 | 24 | 58.6207 | [9 empty] | Data not provided | Data not provided | Data not provided | Data not provided | Data not provided | Data not provided | Data not provided | Data not provided |  | Influent | 2.81 | 6.48 | mg/L | 25 | °C | Data not provided | N/A | Data not provided | N/A | 490.9 | mV | 2267 | µS/cm | None | N/A | Data not provided | Data not provided | Data not provided | Data not provided | Data not provided | Data not provided | Y | Acute and chronic ambient water quality standards | Data not provided | Data not provided | The Chitorem/BCR3 treatment provided the best overall treatment performance for both metal removal and sustaining sulfate reducing conditions. | Data not provided | Substrate: sawdust, wood chips, compost, dairy manure and limestone chips. BCR substrate composition was modified due to a shortage of available manure and limestone. The shortage of manure and limestone may have had a negative impact on treatment effectiveness in the BCRs. | The number of sampling dates was reduced, resulting in less info to determine long-term treatment effectiveness. | Data not provided
Final Danny T Adit Treatability Study Year 1 Technical Memorandum, Barker-Hughesville Mining District Superfund Site Cascade and Judith Basin Counties, Montana | BARKER HUGHESVILLE MINING DISTRICT | MT6122307485 | N/A | N/A | BCR3 | Data not provided | Biochemical reactor (BCR) with CHIT pre-treatment (BCR3) | Passive | Biochemical reactor (BCR) | Pre-treatment | Danny T adit water | Y | BCR with pre-treatment | Batteries used to run metering pump, slurry mixer, and timer switch | Remote central Montana, southeast of Great Falls/no constraints noted | Pilot | June - September 2013 | Cobalt | Co, total | µg/L | N | N/A |  |  |  | 39 | 5 U | 93.5897 | [6 empty] | Data not provided | Data not provided | Data not provided | Data not provided | Data not provided | Data not provided | Data not provided | Data not provided |  | Influent | 2.85 | 2.41 | mg/L | 21.72 | °C | Data not provided | N/A | Data not provided | N/A | 382.6 | mV | 2404 | µS/cm | 27.1 | %DO | Data not provided | Data not provided | Data not provided | Data not provided | Data not provided | Data not provided | Data not provided | Data not provided | Data not provided | Data not provided | The Chitorem/BCR3 treatment provided the best overall treatment performance for both metal removal and sustaining sulfate reducing conditions. | Data not provided | Substrate: sawdust, wood chips, compost, dairy manure and limestone chips. BCR substrate composition was modified due to a shortage of available manure and limestone. The shortage of manure and limestone may have had a negative impact on treatment effectiveness in the BCRs. | Data not provided | Total metals data set is limited to only two sampling events (due to funding limitations). | U = Under the detection limit.
Final Danny T Adit Treatability Study Year 1 Technical Memorandum, Barker-Hughesville Mining District Superfund Site Cascade and Judith Basin Counties, Montana | BARKER HUGHESVILLE MINING DISTRICT | MT6122307485 | N/A | N/A | BCR3 | Data not provided | Biochemical reactor (BCR) with CHIT pre-treatment (BCR3) | Passive | Biochemical reactor (BCR) | Pre-treatment | Danny T adit water | Y | BCR with pre-treatment | Batteries used to run metering pump, slurry mixer, and timer switch | Remote central Montana, southeast of Great Falls/no constraints noted | Pilot | June - September 2013 | Cobalt | Co, dissolved | µg/L | N | N/A |  |  |  | 36 | 5 U | 93.0556 | [6 empty] | Data not provided | Data not provided | Data not provided | Data not provided | Data not provided | Data not provided | Data not provided | Data not provided |  | Influent | 2.8 | 2.19 | mg/L | 25.14 | °C | Data not provided | N/A | Data not provided | N/A | 492.7 | mV | 3394 | µS/cm | 26 | %DO | Data not provided | Data not provided | Data not provided | Data not provided | Data not provided | Data not provided | Y | Acute and chronic ambient water quality standards | Data not provided | Data not provided | The Chitorem/BCR3 treatment provided the best overall treatment performance for both metal removal and sustaining sulfate reducing conditions. | Data not provided | Substrate: sawdust, wood chips, compost, dairy manure and limestone chips. BCR substrate composition was modified due to a shortage of available manure and limestone. The shortage of manure and limestone may have had a negative impact on treatment effectiveness in the BCRs. | The number of sampling dates was reduced, resulting in less info to determine long-term treatment effectiveness. | Data not provided | U = Under the detection limit.
Final Danny T Adit Treatability Study Year 1 Technical Memorandum, Barker-Hughesville Mining District Superfund Site Cascade and Judith Basin Counties, Montana | BARKER HUGHESVILLE MINING DISTRICT | MT6122307485 | N/A | N/A | BCR3 | Data not provided | Biochemical reactor (BCR) with CHIT pre-treatment (BCR3) | Passive | Biochemical reactor (BCR) | Pre-treatment | Danny T adit water | Y | BCR with pre-treatment | Batteries used to run metering pump, slurry mixer, and timer switch | Remote central Montana, southeast of Great Falls/no constraints noted | Pilot | June - September 2013 | Cobalt | Co, total | µg/L | N | N/A | [6 empty] | 23 | 56 | 58.9286 |  |  |  | Data not provided | Data not provided | Data not provided | Data not provided | Data not provided | Data not provided | Data not provided | Data not provided |  | Effluent | 6.17 | 0.04 | mg/L | 19.65 | °C | Data not provided | N/A | Data not provided | N/A | -152.5 | mV | 8162 | µS/cm | None | N/A | Data not provided | Data not provided | Data not provided | Data not provided | Data not provided | Data not provided | Data not provided | Data not provided | Data not provided | Data not provided | The Chitorem/BCR3 treatment provided the best overall treatment performance for both metal removal and sustaining sulfate reducing conditions. | Data not provided | Substrate: sawdust, wood chips, compost, dairy manure and limestone chips. BCR substrate composition was modified due to a shortage of available manure and limestone. The shortage of manure and limestone may have had a negative impact on treatment effectiveness in the BCRs. | Data not provided | Total metals data set is limited to only two sampling events (due to funding limitations).
Final Danny T Adit Treatability Study Year 1 Technical Memorandum, Barker-Hughesville Mining District Superfund Site Cascade and Judith Basin Counties, Montana | BARKER HUGHESVILLE MINING DISTRICT | MT6122307485 | N/A | N/A | BCR3 | Data not provided | Biochemical reactor (BCR) with CHIT pre-treatment (BCR3) | Passive | Biochemical reactor (BCR) | Pre-treatment | Danny T adit water | Y | BCR with pre-treatment | Batteries used to run metering pump, slurry mixer, and timer switch | Remote central Montana, southeast of Great Falls/no constraints noted | Pilot | June - September 2013 | Cobalt | Co, dissolved | µg/L | N | N/A | [6 empty] | 24 | 58 | 58.6207 |  |  |  | Data not provided | Data not provided | Data not provided | Data not provided | Data not provided | Data not provided | Data not provided | Data not provided |  | Effluent | 6.17 | 0.04 | mg/L | 19.65 | °C | Data not provided | N/A | Data not provided | N/A | -152.5 | mV | 8162 | µS/cm | None | N/A | Data not provided | Data not provided | Data not provided | Data not provided | Data not provided | Data not provided | Y | Acute and chronic ambient water quality standards | Data not provided | Data not provided | The Chitorem/BCR3 treatment provided the best overall treatment performance for both metal removal and sustaining sulfate reducing conditions. | Data not provided | Substrate: sawdust, wood chips, compost, dairy manure and limestone chips. BCR substrate composition was modified due to a shortage of available manure and limestone. The shortage of manure and limestone may have had a negative impact on treatment effectiveness in the BCRs. | The number of sampling dates was reduced, resulting in less info to determine long-term treatment effectiveness. | Data not provided
Final Danny T Adit Treatability Study Year 1 Technical Memorandum, Barker-Hughesville Mining District Superfund Site Cascade and Judith Basin Counties, Montana | BARKER HUGHESVILLE MINING DISTRICT | MT6122307485 | N/A | N/A | BCR3 | Data not provided | Biochemical reactor (BCR) with CHIT pre-treatment (BCR3) | Passive | Biochemical reactor (BCR) | Pre-treatment | Danny T adit water | Y | BCR with pre-treatment | Batteries used to run metering pump, slurry mixer, and timer switch | Remote central Montana, southeast of Great Falls/no constraints noted | Pilot | June - September 2013 | Cobalt | Co, total | µg/L | N | N/A | [9 empty] | 5 U | 39 | 93.5897 | Data not provided | Data not provided | Data not provided | Data not provided | Data not provided | Data not provided | Data not provided | Data not provided |  | Effluent | 6.17 | 4.34 | mg/L | 17.84 | °C | Data not provided | N/A | Data not provided | N/A | -274.4 | mV | 5154 | µS/cm | 46.4 | %DO | Data not provided | Data not provided | Data not provided | Data not provided | Data not provided | Data not provided | Data not provided | Data not provided | Data not provided | Data not provided | The Chitorem/BCR3 treatment provided the best overall treatment performance for both metal removal and sustaining sulfate reducing conditions. | Data not provided | Substrate: sawdust, wood chips, compost, dairy manure and limestone chips. BCR substrate composition was modified due to a shortage of available manure and limestone. The shortage of manure and limestone may have had a negative impact on treatment effectiveness in the BCRs. | Data not provided | Total metals data set is limited to only two sampling events (due to funding limitations). | U = Under the detection limit.
Final Danny T Adit Treatability Study Year 1 Technical Memorandum, Barker-Hughesville Mining District Superfund Site Cascade and Judith Basin Counties, Montana | BARKER HUGHESVILLE MINING DISTRICT | MT6122307485 | N/A | N/A | BCR3 | Data not provided | Biochemical reactor (BCR) with CHIT pre-treatment (BCR3) | Passive | Biochemical reactor (BCR) | Pre-treatment | Danny T adit water | Y | BCR with pre-treatment | Batteries used to run metering pump, slurry mixer, and timer switch | Remote central Montana, southeast of Great Falls/no constraints noted | Pilot | June - September 2013 | Cobalt | Co, dissolved | µg/L | N | N/A | [9 empty] | 5 U | 36–55 | 93.1 - 99.5 | Data not provided | Data not provided | Data not provided | Data not provided | Data not provided | Data not provided | Data not provided | Data not provided |  | Effluent | 6.17–6.81 | 0.10–4.34 | mg/L | 14.5–21.09 | °C | Data not provided | N/A | Data not provided | N/A | (-)325.7–(-)247.5 | mV | 5,154–7,172 | µS/cm | NA–46.4 | %DO | Data not provided | Data not provided | Data not provided | Data not provided | Data not provided | Data not provided | Y | Acute and chronic ambient water quality standards | Data not provided | Data not provided | The Chitorem/BCR3 treatment provided the best overall treatment performance for both metal removal and sustaining sulfate reducing conditions. | Data not provided | Substrate: sawdust, wood chips, compost, dairy manure and limestone chips. BCR substrate composition was modified due to a shortage of available manure and limestone. The shortage of manure and limestone may have had a negative impact on treatment effectiveness in the BCRs. | The number of sampling dates was reduced, resulting in less info to determine long-term treatment effectiveness. | Data not provided | U = under the detection limit. A range of values is shown to reflect multiple days with effluent below the detection limit.
Final Danny T Adit Treatability Study Year 1 Technical Memorandum, Barker-Hughesville Mining District Superfund Site Cascade and Judith Basin Counties, Montana | BARKER HUGHESVILLE MINING DISTRICT | MT6122307485 | N/A | N/A | BCR4 | Data not provided | Biochemical reactor (BCR) with Mg(OH)2 pre-treatment (BCR4) | Passive | Biochemical reactor (BCR) | Pre-treatment | Danny T adit water | Y | BCR with pre-treatment | Batteries used to run metering pump, slurry mixer, and timer switch | Remote central Montana, southeast of Great Falls/no constraints noted | Pilot | June - September 2013 | Cobalt | Co, total | µg/L | N | N/A | 56 | 13 | 76.7857 | [9 empty] | Data not provided | Data not provided | Data not provided | Data not provided | Data not provided | Data not provided | Data not provided | Data not provided |  | Influent | 2.81 | 6.48 | mg/L | 25 | °C | Data not provided | N/A | Data not provided | N/A | 490.9 | mV | 2267 | µS/cm | None | N/A | Data not provided | Data not provided | Data not provided | Data not provided | Data not provided | Data not provided | Data not provided | Data not provided | Data not provided | Data not provided | Data not provided | Data not provided | Substrate: sawdust, wood chips, compost, dairy manure and limestone chips. BCR substrate composition was modified due to a shortage of available manure and limestone. The shortage of manure and limestone may have had a negative impact on treatment effectiveness in the BCRs. | Data not provided | Total metals data set is limited to only two sampling events (due to funding limitations).
Final Danny T Adit Treatability Study Year 1 Technical Memorandum, Barker-Hughesville Mining District Superfund Site Cascade and Judith Basin Counties, Montana | BARKER HUGHESVILLE MINING DISTRICT | MT6122307485 | N/A | N/A | BCR4 | Data not provided | Biochemical reactor (BCR) with Mg(OH)2 pre-treatment (BCR4) | Passive | Biochemical reactor (BCR) | Pre-treatment | Danny T adit water | Y | BCR with pre-treatment | Batteries used to run metering pump, slurry mixer, and timer switch | Remote central Montana, southeast of Great Falls/no constraints noted | Pilot | June - September 2013 | Cobalt | Co, dissolved | µg/L | N | N/A | 58 | 6 | 89.6552 | [9 empty] | Data not provided | Data not provided | Data not provided | Data not provided | Data not provided | Data not provided | Data not provided | Data not provided |  | Influent | 2.81 | 6.48 | mg/L | 25 | °C | Data not provided | N/A | Data not provided | N/A | 490.9 | mV | 2267 | µS/cm | None | N/A | Data not provided | Data not provided | Data not provided | Data not provided | Data not provided | Data not provided | Data not provided | Data not provided | Data not provided | Data not provided | Data not provided | Data not provided | Substrate: sawdust, wood chips, compost, dairy manure and limestone chips. BCR substrate composition was modified due to a shortage of available manure and limestone. The shortage of manure and limestone may have had a negative impact on treatment effectiveness in the BCRs. | The number of sampling dates was reduced, resulting in less info to determine long-term treatment effectiveness. | Data not provided
Final Danny T Adit Treatability Study Year 1 Technical Memorandum, Barker-Hughesville Mining District Superfund Site Cascade and Judith Basin Counties, Montana | BARKER HUGHESVILLE MINING DISTRICT | MT6122307485 | N/A | N/A | BCR4 | Data not provided | Biochemical reactor (BCR) with Mg(OH)2 pre-treatment (BCR4) | Passive | Biochemical reactor (BCR) | Pre-treatment | Danny T adit water | Y | BCR with pre-treatment | Batteries used to run metering pump, slurry mixer, and timer switch | Remote central Montana, southeast of Great Falls/no constraints noted | Pilot | June - September 2013 | Cobalt | Co, total | µg/L | N | N/A |  |  |  | 39 | 44 | -12.8205 | [6 empty] | Data not provided | Data not provided | Data not provided | Data not provided | Data not provided | Data not provided | Data not provided | Data not provided |  | Influent | 2.85 | 2.41 | mg/L | 21.72 | °C | Data not provided | N/A | Data not provided | N/A | 382.6 | mV | 2404 | µS/cm | 27.1 | %DO | Data not provided | Data not provided | Data not provided | Data not provided | Data not provided | Data not provided | Data not provided | Data not provided | Data not provided | Data not provided | Data not provided | Data not provided | Substrate: sawdust, wood chips, compost, dairy manure and limestone chips. BCR substrate composition was modified due to a shortage of available manure and limestone. The shortage of manure and limestone may have had a negative impact on treatment effectiveness in the BCRs. | Data not provided | Total metals data set is limited to only two sampling events (due to funding limitations).
Final Danny T Adit Treatability Study Year 1 Technical Memorandum, Barker-Hughesville Mining District Superfund Site Cascade and Judith Basin Counties, Montana | BARKER HUGHESVILLE MINING DISTRICT | MT6122307485 | N/A | N/A | BCR4 | Data not provided | Biochemical reactor (BCR) with Mg(OH)2 pre-treatment (BCR4) | Passive | Biochemical reactor (BCR) | Pre-treatment | Danny T adit water | Y | BCR with pre-treatment | Batteries used to run metering pump, slurry mixer, and timer switch | Remote central Montana, southeast of Great Falls/no constraints noted | Pilot | June - September 2013 | Cobalt | Co, dissolved | µg/L | N | N/A |  |  |  | 36 | 19 | 47.2222 | [6 empty] | Data not provided | Data not provided | Data not provided | Data not provided | Data not provided | Data not provided | Data not provided | Data not provided |  | Influent | 2.8 | 2.19 | mg/L | 25.14 | °C | Data not provided | N/A | Data not provided | N/A | 492.7 | mV | 3394 | µS/cm | 26 | %DO | Data not provided | Data not provided | Data not provided | Data not provided | Data not provided | Data not provided | Data not provided | Data not provided | Data not provided | Data not provided | Data not provided | Data not provided | Substrate: sawdust, wood chips, compost, dairy manure and limestone chips. BCR substrate composition was modified due to a shortage of available manure and limestone. The shortage of manure and limestone may have had a negative impact on treatment effectiveness in the BCRs. | The number of sampling dates was reduced, resulting in less info to determine long-term treatment effectiveness. | Data not provided
Final Danny T Adit Treatability Study Year 1 Technical Memorandum, Barker-Hughesville Mining District Superfund Site Cascade and Judith Basin Counties, Montana | BARKER HUGHESVILLE MINING DISTRICT | MT6122307485 | N/A | N/A | BCR4 | Data not provided | Biochemical reactor (BCR) with Mg(OH)2 pre-treatment (BCR4) | Passive | Biochemical reactor (BCR) | Pre-treatment | Danny T adit water | Y | BCR with pre-treatment | Batteries used to run metering pump, slurry mixer, and timer switch | Remote central Montana, southeast of Great Falls/no constraints noted | Pilot | June - September 2013 | Cobalt | Co, total | µg/L | N | N/A | [6 empty] | 44 | 39 | -12.8205 |  |  |  | Data not provided | Data not provided | Data not provided | Data not provided | Data not provided | Data not provided | Data not provided | Data not provided |  | Effluent | 6.36 | 2.47 | mg/L | 17.95 | °C | Data not provided | N/A | Data not provided | N/A | -30.2 | mV | 1101 | µS/cm | 26.3 | %DO | Data not provided | Data not provided | Data not provided | Data not provided | Data not provided | Data not provided | Data not provided | Data not provided | Data not provided | Data not provided | Data not provided | Data not provided | Substrate: sawdust, wood chips, compost, dairy manure and limestone chips. BCR substrate composition was modified due to a shortage of available manure and limestone. The shortage of manure and limestone may have had a negative impact on treatment effectiveness in the BCRs. | Data not provided | Total metals data set is limited to only two sampling events (due to funding limitations).
Final Danny T Adit Treatability Study Year 1 Technical Memorandum, Barker-Hughesville Mining District Superfund Site Cascade and Judith Basin Counties, Montana | BARKER HUGHESVILLE MINING DISTRICT | MT6122307485 | N/A | N/A | BCR4 | Data not provided | Biochemical reactor (BCR) with Mg(OH)2 pre-treatment (BCR4) | Passive | Biochemical reactor (BCR) | Pre-treatment | Danny T adit water | Y | BCR with pre-treatment | Batteries used to run metering pump, slurry mixer, and timer switch | Remote central Montana, southeast of Great Falls/no constraints noted | Pilot | June - September 2013 | Cobalt | Co, dissolved | µg/L | N | N/A | [6 empty] | 43 | 38 | -13.1579 |  |  |  | Data not provided | Data not provided | Data not provided | Data not provided | Data not provided | Data not provided | Data not provided | Data not provided |  | Effluent | 6.36 | 2.47 | mg/L | 17.95 | °C | Data not provided | N/A | Data not provided | N/A | -30.2 | mV | 1101 | µS/cm | 26.3 | %DO | Data not provided | Data not provided | Data not provided | Data not provided | Data not provided | Data not provided | Data not provided | Data not provided | Data not provided | Data not provided | Data not provided | Data not provided | Substrate: sawdust, wood chips, compost, dairy manure and limestone chips. BCR substrate composition was modified due to a shortage of available manure and limestone. The shortage of manure and limestone may have had a negative impact on treatment effectiveness in the BCRs. | The number of sampling dates was reduced, resulting in less info to determine long-term treatment effectiveness. | Data not provided
Final Danny T Adit Treatability Study Year 1 Technical Memorandum, Barker-Hughesville Mining District Superfund Site Cascade and Judith Basin Counties, Montana | BARKER HUGHESVILLE MINING DISTRICT | MT6122307485 | N/A | N/A | BCR4 | Data not provided | Biochemical reactor (BCR) with Mg(OH)2 pre-treatment (BCR4) | Passive | Biochemical reactor (BCR) | Pre-treatment | Danny T adit water | Y | BCR with pre-treatment | Batteries used to run metering pump, slurry mixer, and timer switch | Remote central Montana, southeast of Great Falls/no constraints noted | Pilot | June - September 2013 | Cobalt | Co, total | µg/L | N | N/A | [9 empty] | 13 | 56 | 76.7857 | Data not provided | Data not provided | Data not provided | Data not provided | Data not provided | Data not provided | Data not provided | Data not provided |  | Effluent | 6.25 | 0.02 | mg/L | 20.16 | °C | Data not provided | N/A | Data not provided | N/A | -144.8 | mV | 4001 | µS/cm | None | N/A | Data not provided | Data not provided | Data not provided | Data not provided | Data not provided | Data not provided | Data not provided | Data not provided | Data not provided | Data not provided | Data not provided | Data not provided | Substrate: sawdust, wood chips, compost, dairy manure and limestone chips. BCR substrate composition was modified due to a shortage of available manure and limestone. The shortage of manure and limestone may have had a negative impact on treatment effectiveness in the BCRs. | Data not provided | Total metals data set is limited to only two sampling events (due to funding limitations).
Final Danny T Adit Treatability Study Year 1 Technical Memorandum, Barker-Hughesville Mining District Superfund Site Cascade and Judith Basin Counties, Montana | BARKER HUGHESVILLE MINING DISTRICT | MT6122307485 | N/A | N/A | BCR4 | Data not provided | Biochemical reactor (BCR) with Mg(OH)2 pre-treatment (BCR4) | Passive | Biochemical reactor (BCR) | Pre-treatment | Danny T adit water | Y | BCR with pre-treatment | Batteries used to run metering pump, slurry mixer, and timer switch | Remote central Montana, southeast of Great Falls/no constraints noted | Pilot | June - September 2013 | Cobalt | Co, dissolved | µg/L | N | N/A | [9 empty] | 5 U | 48 | 94.7917 | Data not provided | Data not provided | Data not provided | Data not provided | Data not provided | Data not provided | Data not provided | Data not provided |  | Effluent | 6.41 | 0.21 | mg/L | 19.96 | °C | Data not provided | N/A | Data not provided | N/A | -169.1 | mV | 2437 | µS/cm | None | N/A | Data not provided | Data not provided | Data not provided | Data not provided | Data not provided | Data not provided | Data not provided | Data not provided | Data not provided | Data not provided | Data not provided | Data not provided | Substrate: sawdust, wood chips, compost, dairy manure and limestone chips. BCR substrate composition was modified due to a shortage of available manure and limestone. The shortage of manure and limestone may have had a negative impact on treatment effectiveness in the BCRs. | The number of sampling dates was reduced, resulting in less info to determine long-term treatment effectiveness. | Data not provided | U = under the detection limit.
Final Danny T Adit Treatability Study Year 1 Technical Memorandum, Barker-Hughesville Mining District Superfund Site Cascade and Judith Basin Counties, Montana | BARKER HUGHESVILLE MINING DISTRICT | MT6122307485 | N/A | N/A | CHIT | Data not provided | Chitorem pre-treatment (CHIT) | Passive | Chitorem® | Pre-treatment | Danny T adit water | Y | Pre-treatment | Batteries used to run metering pump, slurry mixer, and timer switch | Remote central Montana, southeast of Great Falls/no constraints noted | Pilot | June - September 2013 | Cobalt | Co, total | µg/L | N | N/A | 56 | 190 | -239.2857 | [9 empty] | Data not provided | Data not provided | Data not provided | Data not provided | Data not provided | Data not provided | Data not provided | Data not provided |  | Influent | 2.81 | 6.48 | mg/L | 25 | °C | Data not provided | N/A | Data not provided | N/A | 490.9 | mV | 2267 | µS/cm | None | N/A | Data not provided | Data not provided | Data not provided | Data not provided | Data not provided | Data not provided | Data not provided | Data not provided | Data not provided | Data not provided | The Chitorem/BCR3 treatment provided the best overall treatment performance for both metal removal and sustaining sulfate reducing conditions. | Data not provided | Chitorem is a proprietary material that contains calcium carbonate, protein, and chitin (crab shell). Also contains its own bacteria - material breaks down and produces carbonates (adds alkalinity). | The Chitorem substrate composition was modified by adding pea gravel to increase permeability. | Total metals data set is limited to only two sampling events (due to funding limitations).
Final Danny T Adit Treatability Study Year 1 Technical Memorandum, Barker-Hughesville Mining District Superfund Site Cascade and Judith Basin Counties, Montana | BARKER HUGHESVILLE MINING DISTRICT | MT6122307485 | N/A | N/A | CHIT | Data not provided | Chitorem pre-treatment (CHIT) | Passive | Chitorem® | Pre-treatment | Danny T adit water | Y | Pre-treatment | Batteries used to run metering pump, slurry mixer, and timer switch | Remote central Montana, southeast of Great Falls/no constraints noted | Pilot | June - September 2013 | Cobalt | Co, dissolved | µg/L | N | N/A | 58 | 183 | -215.5172 | [9 empty] | Data not provided | Data not provided | Data not provided | Data not provided | Data not provided | Data not provided | Data not provided | Data not provided |  | Influent | 2.81 | 6.48 | mg/L | 25 | °C | Data not provided | N/A | Data not provided | N/A | 490.9 | mV | 2267 | µS/cm | None | N/A | Data not provided | Data not provided | Data not provided | Data not provided | Data not provided | Data not provided | Data not provided | Data not provided | Data not provided | Data not provided | The Chitorem/BCR3 treatment provided the best overall treatment performance for both metal removal and sustaining sulfate reducing conditions. | Data not provided | Chitorem is a proprietary material that contains calcium carbonate, protein, and chitin (crab shell). Also contains its own bacteria - material breaks down and produces carbonates (adds alkalinity). | The Chitorem substrate composition was modified by adding pea gravel to increase permeability. The number of sampling dates was reduced, resulting in less info to determine long-term treatment effectiveness. | Data not provided
Final Danny T Adit Treatability Study Year 1 Technical Memorandum, Barker-Hughesville Mining District Superfund Site Cascade and Judith Basin Counties, Montana | BARKER HUGHESVILLE MINING DISTRICT | MT6122307485 | N/A | N/A | CHIT | Data not provided | Chitorem pre-treatment (CHIT) | Passive | Chitorem® | Pre-treatment | Danny T adit water | Y | Pre-treatment | Batteries used to run metering pump, slurry mixer, and timer switch | Remote central Montana, southeast of Great Falls/no constraints noted | Pilot | June - September 2013 | Cobalt | Co, total | µg/L | N | N/A |  |  |  | 39 | 8 | 79.4872 | [6 empty] | Data not provided | Data not provided | Data not provided | Data not provided | Data not provided | Data not provided | Data not provided | Data not provided |  | Influent | 2.85 | 2.41 | mg/L | 21.72 | °C | Data not provided | N/A | Data not provided | N/A | 382.6 | mV | 2404 | µS/cm | 27.1 | %DO | Data not provided | Data not provided | Data not provided | Data not provided | Data not provided | Data not provided | Data not provided | Data not provided | Data not provided | Data not provided | The Chitorem/BCR3 treatment provided the best overall treatment performance for both metal removal and sustaining sulfate reducing conditions. | Data not provided | Chitorem is a proprietary material that contains calcium carbonate, protein, and chitin (crab shell). Also contains its own bacteria - material breaks down and produces carbonates (adds alkalinity). | The Chitorem substrate composition was modified by adding pea gravel to increase permeability. | Total metals data set is limited to only two sampling events (due to funding limitations).
Final Danny T Adit Treatability Study Year 1 Technical Memorandum, Barker-Hughesville Mining District Superfund Site Cascade and Judith Basin Counties, Montana | BARKER HUGHESVILLE MINING DISTRICT | MT6122307485 | N/A | N/A | CHIT | Data not provided | Chitorem pre-treatment (CHIT) | Passive | Chitorem® | Pre-treatment | Danny T adit water | Y | Pre-treatment | Batteries used to run metering pump, slurry mixer, and timer switch | Remote central Montana, southeast of Great Falls/no constraints noted | Pilot | June - September 2013 | Cobalt | Co, dissolved | µg/L | N | N/A |  |  |  | 36 | 11 | 69.4444 | [6 empty] | Data not provided | Data not provided | Data not provided | Data not provided | Data not provided | Data not provided | Data not provided | Data not provided |  | Influent | 2.8 | 2.19 | mg/L | 25.14 | °C | Data not provided | N/A | Data not provided | N/A | 492.7 | mV | 3394 | µS/cm | 26 | %DO | Data not provided | Data not provided | Data not provided | Data not provided | Data not provided | Data not provided | Data not provided | Data not provided | Data not provided | Data not provided | The Chitorem/BCR3 treatment provided the best overall treatment performance for both metal removal and sustaining sulfate reducing conditions. | Data not provided | Chitorem is a proprietary material that contains calcium carbonate, protein, and chitin (crab shell). Also contains its own bacteria - material breaks down and produces carbonates (adds alkalinity). | The Chitorem substrate composition was modified by adding pea gravel to increase permeability. The number of sampling dates was reduced, resulting in less info to determine long-term treatment effectiveness. | Data not provided
Final Danny T Adit Treatability Study Year 1 Technical Memorandum, Barker-Hughesville Mining District Superfund Site Cascade and Judith Basin Counties, Montana | BARKER HUGHESVILLE MINING DISTRICT | MT6122307485 | N/A | N/A | CHIT | Data not provided | Chitorem pre-treatment (CHIT) | Passive | Chitorem® | Pre-treatment | Danny T adit water | Y | Pre-treatment | Batteries used to run metering pump, slurry mixer, and timer switch | Remote central Montana, southeast of Great Falls/no constraints noted | Pilot | June - September 2013 | Cobalt | Co, total | µg/L | N | N/A | [6 empty] | 190 | 56 | -239.2857 |  |  |  | Data not provided | Data not provided | Data not provided | Data not provided | Data not provided | Data not provided | Data not provided | Data not provided |  | Effluent | 6.65 | 0.05 | mg/L | 21.52 | °C | Data not provided | N/A | Data not provided | N/A | -206.8 | mV | 60571 | µS/cm | None | N/A | Data not provided | Data not provided | Data not provided | Data not provided | Data not provided | Data not provided | Data not provided | Data not provided | Data not provided | Data not provided | The Chitorem/BCR3 treatment provided the best overall treatment performance for both metal removal and sustaining sulfate reducing conditions. | Data not provided | Chitorem is a proprietary material that contains calcium carbonate, protein, and chitin (crab shell). Also contains its own bacteria - material breaks down and produces carbonates (adds alkalinity). | The Chitorem substrate composition was modified by adding pea gravel to increase permeability. | Total metals data set is limited to only two sampling events (due to funding limitations).
Final Danny T Adit Treatability Study Year 1 Technical Memorandum, Barker-Hughesville Mining District Superfund Site Cascade and Judith Basin Counties, Montana | BARKER HUGHESVILLE MINING DISTRICT | MT6122307485 | N/A | N/A | CHIT | Data not provided | Chitorem pre-treatment (CHIT) | Passive | Chitorem® | Pre-treatment | Danny T adit water | Y | Pre-treatment | Batteries used to run metering pump, slurry mixer, and timer switch | Remote central Montana, southeast of Great Falls/no constraints noted | Pilot | June - September 2013 | Cobalt | Co, dissolved | µg/L | N | N/A | [6 empty] | 183 | 58 | -215.5172 |  |  |  | Data not provided | Data not provided | Data not provided | Data not provided | Data not provided | Data not provided | Data not provided | Data not provided |  | Effluent | 6.65 | 0.05 | mg/L | 21.52 | °C | Data not provided | N/A | Data not provided | N/A | -206.8 | mV | 60571 | µS/cm | None | N/A | Data not provided | Data not provided | Data not provided | Data not provided | Data not provided | Data not provided | Data not provided | Data not provided | Data not provided | Data not provided | The Chitorem/BCR3 treatment provided the best overall treatment performance for both metal removal and sustaining sulfate reducing conditions. | Data not provided | Chitorem is a proprietary material that contains calcium carbonate, protein, and chitin (crab shell). Also contains its own bacteria - material breaks down and produces carbonates (adds alkalinity). | The Chitorem substrate composition was modified by adding pea gravel to increase permeability. The number of sampling dates was reduced, resulting in less info to determine long-term treatment effectiveness. | Data not provided
Final Danny T Adit Treatability Study Year 1 Technical Memorandum, Barker-Hughesville Mining District Superfund Site Cascade and Judith Basin Counties, Montana | BARKER HUGHESVILLE MINING DISTRICT | MT6122307485 | N/A | N/A | CHIT | Data not provided | Chitorem pre-treatment (CHIT) | Passive | Chitorem® | Pre-treatment | Danny T adit water | Y | Pre-treatment | Batteries used to run metering pump, slurry mixer, and timer switch | Remote central Montana, southeast of Great Falls/no constraints noted | Pilot | June - September 2013 | Cobalt | Co, total | µg/L | N | N/A | [9 empty] | 8 | 39 | 79.4872 | Data not provided | Data not provided | Data not provided | Data not provided | Data not provided | Data not provided | Data not provided | Data not provided |  | Effluent | 6.07 | 3.08 | mg/L | 16.95 | °C | Data not provided | N/A | Data not provided | N/A | -184.7 | mV | 2941 | µS/cm | 31.9 | %DO | Data not provided | Data not provided | Data not provided | Data not provided | Data not provided | Data not provided | Data not provided | Data not provided | Data not provided | Data not provided | The Chitorem/BCR3 treatment provided the best overall treatment performance for both metal removal and sustaining sulfate reducing conditions. | Data not provided | Chitorem is a proprietary material that contains calcium carbonate, protein, and chitin (crab shell). Also contains its own bacteria - material breaks down and produces carbonates (adds alkalinity). | The Chitorem substrate composition was modified by adding pea gravel to increase permeability. | Total metals data set is limited to only two sampling events (due to funding limitations).
Final Danny T Adit Treatability Study Year 1 Technical Memorandum, Barker-Hughesville Mining District Superfund Site Cascade and Judith Basin Counties, Montana | BARKER HUGHESVILLE MINING DISTRICT | MT6122307485 | N/A | N/A | CHIT | Data not provided | Chitorem pre-treatment (CHIT) | Passive | Chitorem® | Pre-treatment | Danny T adit water | Y | Pre-treatment | Batteries used to run metering pump, slurry mixer, and timer switch | Remote central Montana, southeast of Great Falls/no constraints noted | Pilot | June - September 2013 | Cobalt | Co, dissolved | µg/L | N | N/A | [9 empty] | 5 | 38 | 86.8421 | Data not provided | Data not provided | Data not provided | Data not provided | Data not provided | Data not provided | Data not provided | Data not provided |  | Effluent | 6.07 | 3.08 | mg/L | 16.95 | °C | Data not provided | N/A | Data not provided | N/A | -184.7 | mV | 2941 | µS/cm | 31.9 | %DO | Data not provided | Data not provided | Data not provided | Data not provided | Data not provided | Data not provided | Data not provided | Data not provided | Data not provided | Data not provided | The Chitorem/BCR3 treatment provided the best overall treatment performance for both metal removal and sustaining sulfate reducing conditions. | Data not provided | Chitorem is a proprietary material that contains calcium carbonate, protein, and chitin (crab shell). Also contains its own bacteria - material breaks down and produces carbonates (adds alkalinity). | The Chitorem substrate composition was modified by adding pea gravel to increase permeability. The number of sampling dates was reduced, resulting in less info to determine long-term treatment effectiveness. | Data not provided
Final Danny T Adit Treatability Study Year 1 Technical Memorandum, Barker-Hughesville Mining District Superfund Site Cascade and Judith Basin Counties, Montana | BARKER HUGHESVILLE MINING DISTRICT | MT6122307485 | N/A | N/A | MGOH | Data not provided | Alkaline Addition pre-treatment - Mg(OH)2 | Passive | Magnesium hydroxide Mg(OH)2 | Pre-treatment | Danny T adit water | Y | Pre-treatment | Batteries used to run metering pump, slurry mixer, and timer switch | Remote central Montana, southeast of Great Falls/no constraints noted | Pilot | June - September 2013 | Cobalt | Co, total | µg/L | N | N/A | 56 | 44 | 21.4286 | [9 empty] | Data not provided | Data not provided | Data not provided | Data not provided | Data not provided | Data not provided | Data not provided | Data not provided |  | Influent | 2.81 | 6.48 | mg/L | 25 | °C | Data not provided | N/A | Data not provided | N/A | 490.9 | mV | 2267 | µS/cm | None | N/A | Data not provided | Data not provided | Data not provided | Data not provided | Data not provided | Data not provided | Data not provided | Data not provided | Data not provided | Data not provided | Data not provided | Data not provided | Alkaline addition using a magnesium hydroxide (Mg(OH)2) solution. | Data not provided | Total metals data set is limited to only two sampling events (due to funding limitations).
Final Danny T Adit Treatability Study Year 1 Technical Memorandum, Barker-Hughesville Mining District Superfund Site Cascade and Judith Basin Counties, Montana | BARKER HUGHESVILLE MINING DISTRICT | MT6122307485 | N/A | N/A | MGOH | Data not provided | Alkaline Addition pre-treatment - Mg(OH)2 | Passive | Magnesium hydroxide Mg(OH)2 | Pre-treatment | Danny T adit water | Y | Pre-treatment | Batteries used to run metering pump, slurry mixer, and timer switch | Remote central Montana, southeast of Great Falls/no constraints noted | Pilot | June - September 2013 | Cobalt | Co, dissolved | µg/L | N | N/A | 58 | 44 | 24.1379 | [9 empty] | Data not provided | Data not provided | Data not provided | Data not provided | Data not provided | Data not provided | Data not provided | Data not provided |  | Influent | 2.81 | 6.48 | mg/L | 25 | °C | Data not provided | N/A | Data not provided | N/A | 490.9 | mV | 2267 | µS/cm | None | N/A | Data not provided | Data not provided | Data not provided | Data not provided | Data not provided | Data not provided | Data not provided | Data not provided | Data not provided | Data not provided | Data not provided | Data not provided | Alkaline addition using a magnesium hydroxide (Mg(OH)2) solution. | The number of sampling dates was reduced, resulting in less info to determine long-term treatment effectiveness. | Data not provided
Final Danny T Adit Treatability Study Year 1 Technical Memorandum, Barker-Hughesville Mining District Superfund Site Cascade and Judith Basin Counties, Montana | BARKER HUGHESVILLE MINING DISTRICT | MT6122307485 | N/A | N/A | MGOH | Data not provided | Alkaline Addition pre-treatment - Mg(OH)2 | Passive | Magnesium hydroxide Mg(OH)2 | Pre-treatment | Danny T adit water | Y | Pre-treatment | Batteries used to run metering pump, slurry mixer, and timer switch | Remote central Montana, southeast of Great Falls/no constraints noted | Pilot | June - September 2013 | Cobalt | Co, total | µg/L | N | N/A |  |  |  | 39 | 38 | 2.5641 | [6 empty] | Data not provided | Data not provided | Data not provided | Data not provided | Data not provided | Data not provided | Data not provided | Data not provided |  | Influent | 2.85 | 2.41 | mg/L | 21.72 | °C | Data not provided | N/A | Data not provided | N/A | 382.6 | mV | 2404 | µS/cm | 27.1 | %DO | Data not provided | Data not provided | Data not provided | Data not provided | Data not provided | Data not provided | Data not provided | Data not provided | Data not provided | Data not provided | Data not provided | Data not provided | Alkaline addition using a magnesium hydroxide (Mg(OH)2) solution. | Data not provided | Total metals data set is limited to only two sampling events (due to funding limitations).
Final Danny T Adit Treatability Study Year 1 Technical Memorandum, Barker-Hughesville Mining District Superfund Site Cascade and Judith Basin Counties, Montana | BARKER HUGHESVILLE MINING DISTRICT | MT6122307485 | N/A | N/A | MGOH | Data not provided | Alkaline Addition pre-treatment - Mg(OH)2 | Passive | Magnesium hydroxide Mg(OH)2 | Pre-treatment | Danny T adit water | Y | Pre-treatment | Batteries used to run metering pump, slurry mixer, and timer switch | Remote central Montana, southeast of Great Falls/no constraints noted | Pilot | June - September 2013 | Cobalt | Co, dissolved | µg/L | N | N/A |  |  |  | 36 | 35 | 2.7778 | [6 empty] | Data not provided | Data not provided | Data not provided | Data not provided | Data not provided | Data not provided | Data not provided | Data not provided |  | Influent | 2.8 | 2.19 | mg/L | 25.14 | °C | Data not provided | N/A | Data not provided | N/A | 492.7 | mV | 3394 | µS/cm | 26 | %DO | Data not provided | Data not provided | Data not provided | Data not provided | Data not provided | Data not provided | Data not provided | Data not provided | Data not provided | Data not provided | Data not provided | Data not provided | Alkaline addition using a magnesium hydroxide (Mg(OH)2) solution. | The number of sampling dates was reduced, resulting in less info to determine long-term treatment effectiveness. | Data not provided
Final Danny T Adit Treatability Study Year 1 Technical Memorandum, Barker-Hughesville Mining District Superfund Site Cascade and Judith Basin Counties, Montana | BARKER HUGHESVILLE MINING DISTRICT | MT6122307485 | N/A | N/A | MGOH | Data not provided | Alkaline Addition pre-treatment - Mg(OH)2 | Passive | Magnesium hydroxide Mg(OH)2 | Pre-treatment | Danny T adit water | Y | Pre-treatment | Batteries used to run metering pump, slurry mixer, and timer switch | Remote central Montana, southeast of Great Falls/no constraints noted | Pilot | June - September 2013 | Cobalt | Co, total | µg/L | N | N/A | [6 empty] | 44 | 56 | 21.4286 |  |  |  | Data not provided | Data not provided | Data not provided | Data not provided | Data not provided | Data not provided | Data not provided | Data not provided |  | Effluent | 5.94 | 3.95 | mg/L | 19.28 | °C | Data not provided | N/A | Data not provided | N/A | -15.6 | mV | 1995 | µS/cm | None | N/A | Data not provided | Data not provided | Data not provided | Data not provided | Data not provided | Data not provided | Data not provided | Data not provided | Data not provided | Data not provided | Data not provided | Data not provided | Alkaline addition using a magnesium hydroxide (Mg(OH)2) solution. | Data not provided | Total metals data set is limited to only two sampling events (due to funding limitations).
Final Danny T Adit Treatability Study Year 1 Technical Memorandum, Barker-Hughesville Mining District Superfund Site Cascade and Judith Basin Counties, Montana | BARKER HUGHESVILLE MINING DISTRICT | MT6122307485 | N/A | N/A | MGOH | Data not provided | Alkaline Addition pre-treatment - Mg(OH)2 | Passive | Magnesium hydroxide Mg(OH)2 | Pre-treatment | Danny T adit water | Y | Pre-treatment | Batteries used to run metering pump, slurry mixer, and timer switch | Remote central Montana, southeast of Great Falls/no constraints noted | Pilot | June - September 2013 | Cobalt | Co, dissolved | µg/L | N | N/A | [6 empty] | 51 | 55 | 7.2727 |  |  |  | Data not provided | Data not provided | Data not provided | Data not provided | Data not provided | Data not provided | Data not provided | Data not provided |  | Effluent | 3.05 | 2.85 | mg/L | 13.16 | °C | Data not provided | N/A | Data not provided | N/A | 425 | mV | 2404 | µS/cm | 28 | %DO | Data not provided | Data not provided | Data not provided | Data not provided | Data not provided | Data not provided | Data not provided | Data not provided | Data not provided | Data not provided | Data not provided | Data not provided | Alkaline addition using a magnesium hydroxide (Mg(OH)2) solution. | The number of sampling dates was reduced, resulting in less info to determine long-term treatment effectiveness. | Data not provided
Final Danny T Adit Treatability Study Year 1 Technical Memorandum, Barker-Hughesville Mining District Superfund Site Cascade and Judith Basin Counties, Montana | BARKER HUGHESVILLE MINING DISTRICT | MT6122307485 | N/A | N/A | MGOH | Data not provided | Alkaline Addition pre-treatment - Mg(OH)2 | Passive | Magnesium hydroxide Mg(OH)2 | Pre-treatment | Danny T adit water | Y | Pre-treatment | Batteries used to run metering pump, slurry mixer, and timer switch | Remote central Montana, southeast of Great Falls/no constraints noted | Pilot | June - September 2013 | Cobalt | Co, total | µg/L | N | N/A | [9 empty] | 38 | 39 | 2.5641 | Data not provided | Data not provided | Data not provided | Data not provided | Data not provided | Data not provided | Data not provided | Data not provided |  | Effluent | 5.54 | 3.17 | mg/L | 17.66 | °C | Data not provided | N/A | Data not provided | N/A | 114.1 | mV | 2058 | µS/cm | 33.9 | %DO | Data not provided | Data not provided | Data not provided | Data not provided | Data not provided | Data not provided | Data not provided | Data not provided | Data not provided | Data not provided | Data not provided | Data not provided | Alkaline addition using a magnesium hydroxide (Mg(OH)2) solution. | Data not provided | Total metals data set is limited to only two sampling events (due to funding limitations).
Final Danny T Adit Treatability Study Year 1 Technical Memorandum, Barker-Hughesville Mining District Superfund Site Cascade and Judith Basin Counties, Montana | BARKER HUGHESVILLE MINING DISTRICT | MT6122307485 | N/A | N/A | MGOH | Data not provided | Alkaline Addition pre-treatment - Mg(OH)2 | Passive | Magnesium hydroxide Mg(OH)2 | Pre-treatment | Danny T adit water | Y | Pre-treatment | Batteries used to run metering pump, slurry mixer, and timer switch | Remote central Montana, southeast of Great Falls/no constraints noted | Pilot | June - September 2013 | Cobalt | Co, dissolved | µg/L | N | N/A | [9 empty] | 35 | 36 | 2.7778 | Data not provided | Data not provided | Data not provided | Data not provided | Data not provided | Data not provided | Data not provided | Data not provided |  | Effluent | 3.69 | 7.22 | mg/L | 16.5 | °C | Data not provided | N/A | Data not provided | N/A | 103.5 | mV | 3022 | µS/cm | 74 | %DO | Data not provided | Data not provided | Data not provided | Data not provided | Data not provided | Data not provided | Data not provided | Data not provided | Data not provided | Data not provided | Data not provided | Data not provided | Alkaline addition using a magnesium hydroxide (Mg(OH)2) solution. | The number of sampling dates was reduced, resulting in less info to determine long-term treatment effectiveness. | Data not provided
Final Danny T Adit Treatability Study Year 1 Technical Memorandum, Barker-Hughesville Mining District Superfund Site Cascade and Judith Basin Counties, Montana | BARKER HUGHESVILLE MINING DISTRICT | MT6122307485 | N/A | N/A | SAPS | Data not provided | Successive alkalinity producing system (SAPS) pre-treatment | Passive | Successive alkalinity producing system (SAPS) | Pre-treatment | Danny T adit water | Y | Pre-treatment | Batteries used to run metering pump, slurry mixer, and timer switch | Remote central Montana, southeast of Great Falls/no constraints noted | Pilot | June - September 2013 | Cobalt | Co, total | µg/L | N | N/A | 56 | 8 | 85.7143 | [9 empty] | Data not provided | Data not provided | Data not provided | Data not provided | Data not provided | Data not provided | Data not provided | Data not provided |  | Influent | 2.81 | 6.48 | mg/L | 25 | °C | Data not provided | N/A | Data not provided | N/A | 490.9 | mV | 2267 | µS/cm | None | N/A | Data not provided | Data not provided | Data not provided | Data not provided | Data not provided | Data not provided | Data not provided | Data not provided | Data not provided | Data not provided | Data not provided | Data not provided | Pre-treatment substrate of limestone gravel overlain by a manure and compost layer. | Data not provided | Total metals data set is limited to only two sampling events (due to funding limitations).
Final Danny T Adit Treatability Study Year 1 Technical Memorandum, Barker-Hughesville Mining District Superfund Site Cascade and Judith Basin Counties, Montana | BARKER HUGHESVILLE MINING DISTRICT | MT6122307485 | N/A | N/A | SAPS | Data not provided | Successive alkalinity producing system (SAPS) pre-treatment | Passive | Successive alkalinity producing system (SAPS) | Pre-treatment | Danny T adit water | Y | Pre-treatment | Batteries used to run metering pump, slurry mixer, and timer switch | Remote central Montana, southeast of Great Falls/no constraints noted | Pilot | June - September 2013 | Cobalt | Co, dissolved | µg/L | N | N/A | 58 | 5 U | 95.6897 | [9 empty] | Data not provided | Data not provided | Data not provided | Data not provided | Data not provided | Data not provided | Data not provided | Data not provided |  | Influent | 2.81 | 6.48 | mg/L | 25 | °C | Data not provided | N/A | Data not provided | N/A | 490.9 | mV | 2267 | µS/cm | None | N/A | Data not provided | Data not provided | Data not provided | Data not provided | Data not provided | Data not provided | Data not provided | Data not provided | Data not provided | Data not provided | Data not provided | Data not provided | Pre-treatment substrate of limestone gravel overlain by a manure and compost layer. | The number of sampling dates was reduced, resulting in less info to determine long-term treatment effectiveness. | Data not provided | U = under the detection limit.
Final Danny T Adit Treatability Study Year 1 Technical Memorandum, Barker-Hughesville Mining District Superfund Site Cascade and Judith Basin Counties, Montana | BARKER HUGHESVILLE MINING DISTRICT | MT6122307485 | N/A | N/A | SAPS | Data not provided | Successive alkalinity producing system (SAPS) pre-treatment | Passive | Successive alkalinity producing system (SAPS) | Pre-treatment | Danny T adit water | Y | Pre-treatment | Batteries used to run metering pump, slurry mixer, and timer switch | Remote central Montana, southeast of Great Falls/no constraints noted | Pilot | June - September 2013 | Cobalt | Co, total | µg/L | N | N/A |  |  |  | 39 | 38 | 2.5641 | [6 empty] | Data not provided | Data not provided | Data not provided | Data not provided | Data not provided | Data not provided | Data not provided | Data not provided |  | Influent | 2.85 | 2.41 | mg/L | 21.72 | °C | Data not provided | N/A | Data not provided | N/A | 382.6 | mV | 2404 | µS/cm | 27.1 | %DO | Data not provided | Data not provided | Data not provided | Data not provided | Data not provided | Data not provided | Data not provided | Data not provided | Data not provided | Data not provided | Data not provided | Data not provided | Pre-treatment substrate of limestone gravel overlain by a manure and compost layer. | Data not provided | Total metals data set is limited to only two sampling events (due to funding limitations).
Final Danny T Adit Treatability Study Year 1 Technical Memorandum, Barker-Hughesville Mining District Superfund Site Cascade and Judith Basin Counties, Montana | BARKER HUGHESVILLE MINING DISTRICT | MT6122307485 | N/A | N/A | SAPS | Data not provided | Successive alkalinity producing system (SAPS) pre-treatment | Passive | Successive alkalinity producing system (SAPS) | Pre-treatment | Danny T adit water | Y | Pre-treatment | Batteries used to run metering pump, slurry mixer, and timer switch | Remote central Montana, southeast of Great Falls/no constraints noted | Pilot | June - September 2013 | Cobalt | Co, dissolved | µg/L | N | N/A |  |  |  | 36 | 39 | -8.3333 | [6 empty] | Data not provided | Data not provided | Data not provided | Data not provided | Data not provided | Data not provided | Data not provided | Data not provided |  | Influent | 2.8 | 2.19 | mg/L | 25.14 | °C | Data not provided | N/A | Data not provided | N/A | 492.7 | mV | 3394 | µS/cm | 26 | %DO | Data not provided | Data not provided | Data not provided | Data not provided | Data not provided | Data not provided | Data not provided | Data not provided | Data not provided | Data not provided | Data not provided | Data not provided | Pre-treatment substrate of limestone gravel overlain by a manure and compost layer. | The number of sampling dates was reduced, resulting in less info to determine long-term treatment effectiveness. | Data not provided
Final Danny T Adit Treatability Study Year 1 Technical Memorandum, Barker-Hughesville Mining District Superfund Site Cascade and Judith Basin Counties, Montana | BARKER HUGHESVILLE MINING DISTRICT | MT6122307485 | N/A | N/A | SAPS | Data not provided | Successive alkalinity producing system (SAPS) pre-treatment | Passive | Successive alkalinity producing system (SAPS) | Pre-treatment | Danny T adit water | Y | Pre-treatment | Batteries used to run metering pump, slurry mixer, and timer switch | Remote central Montana, southeast of Great Falls/no constraints noted | Pilot | June - September 2013 | Cobalt | Co, total | µg/L | N | N/A | [6 empty] | 38 | 39 | 2.5641 |  |  |  | Data not provided | Data not provided | Data not provided | Data not provided | Data not provided | Data not provided | Data not provided | Data not provided |  | Effluent | 5.22 | 1.58 | mg/L | 17.74 | °C | Data not provided | N/A | Data not provided | N/A | 132.8 | mV | 2091 | µS/cm | 15.8 | %DO | Data not provided | Data not provided | Data not provided | Data not provided | Data not provided | Data not provided | Data not provided | Data not provided | Data not provided | Data not provided | Data not provided | Data not provided | Pre-treatment substrate of limestone gravel overlain by a manure and compost layer. | Data not provided | Total metals data set is limited to only two sampling events (due to funding limitations).
Final Danny T Adit Treatability Study Year 1 Technical Memorandum, Barker-Hughesville Mining District Superfund Site Cascade and Judith Basin Counties, Montana | BARKER HUGHESVILLE MINING DISTRICT | MT6122307485 | N/A | N/A | SAPS | Data not provided | Successive alkalinity producing system (SAPS) pre-treatment | Passive | Successive alkalinity producing system (SAPS) | Pre-treatment | Danny T adit water | Y | Pre-treatment | Batteries used to run metering pump, slurry mixer, and timer switch | Remote central Montana, southeast of Great Falls/no constraints noted | Pilot | June - September 2013 | Cobalt | Co, dissolved | µg/L | N | N/A | [6 empty] | 62 | 48 | -29.1667 |  |  |  | Data not provided | Data not provided | Data not provided | Data not provided | Data not provided | Data not provided | Data not provided | Data not provided |  | Effluent | 5.51 | 1.2 | mg/L | 16.76 | °C | Data not provided | N/A | Data not provided | N/A | 114.3 | mV | 2232 | µS/cm | None | N/A | Data not provided | Data not provided | Data not provided | Data not provided | Data not provided | Data not provided | Data not provided | Data not provided | Data not provided | Data not provided | Data not provided | Data not provided | Pre-treatment substrate of limestone gravel overlain by a manure and compost layer. | The number of sampling dates was reduced, resulting in less info to determine long-term treatment effectiveness. | Data not provided
Final Danny T Adit Treatability Study Year 1 Technical Memorandum, Barker-Hughesville Mining District Superfund Site Cascade and Judith Basin Counties, Montana | BARKER HUGHESVILLE MINING DISTRICT | MT6122307485 | N/A | N/A | SAPS | Data not provided | Successive alkalinity producing system (SAPS) pre-treatment | Passive | Successive alkalinity producing system (SAPS) | Pre-treatment | Danny T adit water | Y | Pre-treatment | Batteries used to run metering pump, slurry mixer, and timer switch | Remote central Montana, southeast of Great Falls/no constraints noted | Pilot | June - September 2013 | Cobalt | Co, total | µg/L | N | N/A | [9 empty] | 8 | 56 | 85.7143 | Data not provided | Data not provided | Data not provided | Data not provided | Data not provided | Data not provided | Data not provided | Data not provided |  | Effluent | 6.38 | 0.09 | mg/L | 21.97 | °C | Data not provided | N/A | Data not provided | N/A | -157.6 | mV | 2434 | µS/cm | None | N/A | Data not provided | Data not provided | Data not provided | Data not provided | Data not provided | Data not provided | Data not provided | Data not provided | Data not provided | Data not provided | Data not provided | Data not provided | Pre-treatment substrate of limestone gravel overlain by a manure and compost layer. | Data not provided | Total metals data set is limited to only two sampling events (due to funding limitations).
Final Danny T Adit Treatability Study Year 1 Technical Memorandum, Barker-Hughesville Mining District Superfund Site Cascade and Judith Basin Counties, Montana | BARKER HUGHESVILLE MINING DISTRICT | MT6122307485 | N/A | N/A | SAPS | Data not provided | Successive alkalinity producing system (SAPS) pre-treatment | Passive | Successive alkalinity producing system (SAPS) | Pre-treatment | Danny T adit water | Y | Pre-treatment | Batteries used to run metering pump, slurry mixer, and timer switch | Remote central Montana, southeast of Great Falls/no constraints noted | Pilot | June - September 2013 | Cobalt | Co, dissolved | µg/L | N | N/A | [9 empty] | 5 U | 58 | 95.6897 | Data not provided | Data not provided | Data not provided | Data not provided | Data not provided | Data not provided | Data not provided | Data not provided |  | Effluent | 6.38 | 0.09 | mg/L | 21.97 | °C | Data not provided | N/A | Data not provided | N/A | -157.6 | mV | 2434 | µS/cm | None | N/A | Data not provided | Data not provided | Data not provided | Data not provided | Data not provided | Data not provided | Data not provided | Data not provided | Data not provided | Data not provided | Data not provided | Data not provided | Pre-treatment substrate of limestone gravel overlain by a manure and compost layer. | The number of sampling dates was reduced, resulting in less info to determine long-term treatment effectiveness. | Data not provided | U = under the detection limit.
Final Danny T Adit Treatability Study Year 1 Technical Memorandum, Barker-Hughesville Mining District Superfund Site Cascade and Judith Basin Counties, Montana | BARKER HUGHESVILLE MINING DISTRICT | MT6122307485 | N/A | N/A | BCR1 | Data not provided | Biochemical reactor (BCR) without pre-treatment (BCR1) | Passive | Biochemical reactor (BCR) | No pre-treatment | Danny T adit water | N | BCR without pre-treatment | Batteries used to run metering pump, slurry mixer, and timer switch | Remote central Montana, southeast of Great Falls/no constraints noted | Pilot | June - September 2013 | Chromium | Cr, total | µg/L | N | N/A | 6 | 5 U | 58.3333 | [9 empty] | Data not provided | Data not provided | Data not provided | Data not provided | Data not provided | Data not provided | Data not provided | Data not provided |  | Influent | 2.81 | 6.48 | mg/L | 25 | °C | Data not provided | N/A | Data not provided | N/A | 490.9 | mV | 2267 | µS/cm | None | N/A | Data not provided | Data not provided | Data not provided | Data not provided | Data not provided | Data not provided | Data not provided | Data not provided | Data not provided | Data not provided | results support the need for pretreatment of high acidity MIW ahead of the BCR. | Data not provided | Substrate: sawdust, wood chips, compost, dairy manure and limestone chips. BCR substrate composition was modified due to a shortage of available manure and limestone. The shortage of manure and limestone may have had a negative impact on treatment effectiveness in the BCRs. | Data not provided | All effluent values below the detection limit | U = under the detection limit.
Final Danny T Adit Treatability Study Year 1 Technical Memorandum, Barker-Hughesville Mining District Superfund Site Cascade and Judith Basin Counties, Montana | BARKER HUGHESVILLE MINING DISTRICT | MT6122307485 | N/A | N/A | BCR1 | Data not provided | Biochemical reactor (BCR) without pre-treatment (BCR1) | Passive | Biochemical reactor (BCR) | No pre-treatment | Danny T adit water | N | BCR without pre-treatment | Batteries used to run metering pump, slurry mixer, and timer switch | Remote central Montana, southeast of Great Falls/no constraints noted | Pilot | June - September 2013 | Chromium | Cr, dissolved | µg/L | N | N/A | 6 | 5 U | 58.3333 | [9 empty] | Data not provided | Data not provided | Data not provided | Data not provided | Data not provided | Data not provided | Data not provided | Data not provided |  | Influent | 2.8–2.93 | 3.87–6.48 | mg/L | 15.19–25 | °C | Data not provided | N/A | Data not provided | N/A | 476.4–490.9 | mV | 1,332–2,267 | µS/cm | None | N/A | Data not provided | Data not provided | Data not provided | Data not provided | Data not provided | Data not provided | Data not provided | Data not provided | Data not provided | Data not provided | results support the need for pretreatment of high acidity MIW ahead of the BCR. | Data not provided | Substrate: sawdust, wood chips, compost, dairy manure and limestone chips. BCR substrate composition was modified due to a shortage of available manure and limestone. The shortage of manure and limestone may have had a negative impact on treatment effectiveness in the BCRs. | The number of sampling dates was reduced, resulting in less info to determine long-term treatment effectiveness. | Total metals data set is limited to only two sampling events. All effluent values below the detection limit | U = under the detection limit.
Final Danny T Adit Treatability Study Year 1 Technical Memorandum, Barker-Hughesville Mining District Superfund Site Cascade and Judith Basin Counties, Montana | BARKER HUGHESVILLE MINING DISTRICT | MT6122307485 | N/A | N/A | BCR1 | Data not provided | Biochemical reactor (BCR) without pre-treatment (BCR1) | Passive | Biochemical reactor (BCR) | No pre-treatment | Danny T adit water | N | BCR without pre-treatment | Batteries used to run metering pump, slurry mixer, and timer switch | Remote central Montana, southeast of Great Falls/no constraints noted | Pilot | June - September 2013 | Chromium | Cr, total | µg/L | N | N/A |  |  |  | 5 U | 5 U | Not Applicable | [6 empty] | Data not provided | Data not provided | Data not provided | Data not provided | Data not provided | Data not provided | Data not provided | Data not provided |  | Influent | 2.85 | 2.41 | mg/L | 21.72 | °C | Data not provided | N/A | Data not provided | N/A | 382.6 | mV | 2404 | µS/cm | 27.1 | %DO | Data not provided | Data not provided | Data not provided | Data not provided | Data not provided | Data not provided | Data not provided | Data not provided | Data not provided | Data not provided | results support the need for pretreatment of high acidity MIW ahead of the BCR. | Data not provided | Substrate: sawdust, wood chips, compost, dairy manure and limestone chips. BCR substrate composition was modified due to a shortage of available manure and limestone. The shortage of manure and limestone may have had a negative impact on treatment effectiveness in the BCRs. | Data not provided | All effluent values below the detection limit | U = Under the detection limit.
Final Danny T Adit Treatability Study Year 1 Technical Memorandum, Barker-Hughesville Mining District Superfund Site Cascade and Judith Basin Counties, Montana | BARKER HUGHESVILLE MINING DISTRICT | MT6122307485 | N/A | N/A | BCR1 | Data not provided | Biochemical reactor (BCR) without pre-treatment (BCR1) | Passive | Biochemical reactor (BCR) | No pre-treatment | Danny T adit water | N | BCR without pre-treatment | Batteries used to run metering pump, slurry mixer, and timer switch | Remote central Montana, southeast of Great Falls/no constraints noted | Pilot | June - September 2013 | Chromium | Cr, dissolved | µg/L | N | N/A |  |  |  | 5 U | 5 U | Not Applicable | [6 empty] | Data not provided | Data not provided | Data not provided | Data not provided | Data not provided | Data not provided | Data not provided | Data not provided |  | Influent | 2.72–2.94 | NA–3.92 | mg/L | 16.34–25.14 | °C | Data not provided | N/A | Data not provided | N/A | 382.6–492.7 | mV | 2,218–3,394 | µS/cm | 26–43.7 | %DO | Data not provided | Data not provided | Data not provided | Data not provided | Data not provided | Data not provided | Data not provided | Data not provided | Data not provided | Data not provided | results support the need for pretreatment of high acidity MIW ahead of the BCR. | Data not provided | Substrate: sawdust, wood chips, compost, dairy manure and limestone chips. BCR substrate composition was modified due to a shortage of available manure and limestone. The shortage of manure and limestone may have had a negative impact on treatment effectiveness in the BCRs. | The number of sampling dates was reduced, resulting in less info to determine long-term treatment effectiveness. | Total metals data set is limited to only two sampling events. All effluent values below the detection limit | U = Under the detection limit. A range of values is shown to reflect multiple days with the same influent value.
Final Danny T Adit Treatability Study Year 1 Technical Memorandum, Barker-Hughesville Mining District Superfund Site Cascade and Judith Basin Counties, Montana | BARKER HUGHESVILLE MINING DISTRICT | MT6122307485 | N/A | N/A | BCR1 | Data not provided | Biochemical reactor (BCR) without pre-treatment (BCR1) | Passive | Biochemical reactor (BCR) | No pre-treatment | Danny T adit water | N | BCR without pre-treatment | Batteries used to run metering pump, slurry mixer, and timer switch | Remote central Montana, southeast of Great Falls/no constraints noted | Pilot | June - September 2013 | Chromium | Cr, total | µg/L | N | N/A | [6 empty] | 5 U | 5 U–6 | Not Applicable |  |  |  | Data not provided | Data not provided | Data not provided | Data not provided | Data not provided | Data not provided | Data not provided | Data not provided |  | Effluent | 5.91–6.07 | 0.02–1.5 | mg/L | 17.95–20.6 | °C | Data not provided | N/A | Data not provided | N/A | (-)163–(-)46.6 | mV | 2,190–3,505 | µS/cm | NA–15.9 | %DO | Data not provided | Data not provided | Data not provided | Data not provided | Data not provided | Data not provided | Data not provided | Data not provided | Data not provided | Data not provided | results support the need for pretreatment of high acidity MIW ahead of the BCR. | Data not provided | Substrate: sawdust, wood chips, compost, dairy manure and limestone chips. BCR substrate composition was modified due to a shortage of available manure and limestone. The shortage of manure and limestone may have had a negative impact on treatment effectiveness in the BCRs. | Data not provided | Data not provided
Final Danny T Adit Treatability Study Year 1 Technical Memorandum, Barker-Hughesville Mining District Superfund Site Cascade and Judith Basin Counties, Montana | BARKER HUGHESVILLE MINING DISTRICT | MT6122307485 | N/A | N/A | BCR1 | Data not provided | Biochemical reactor (BCR) without pre-treatment (BCR1) | Passive | Biochemical reactor (BCR) | No pre-treatment | Danny T adit water | N | BCR without pre-treatment | Batteries used to run metering pump, slurry mixer, and timer switch | Remote central Montana, southeast of Great Falls/no constraints noted | Pilot | June - September 2013 | Chromium | Cr, dissolved | µg/L | N | N/A | [6 empty] | 5 U | 5 U–6 | Not Applicable |  |  |  | Data not provided | Data not provided | Data not provided | Data not provided | Data not provided | Data not provided | Data not provided | Data not provided |  | Effluent | 5.6–6.14 | 0.02–2.31 | mg/L | 14.95–20.6 | °C | Data not provided | N/A | Data not provided | N/A | (-)163–77.2 | mV | 1,992–3,505 | µS/cm | NA–23 | %DO | Data not provided | Data not provided | Data not provided | Data not provided | Data not provided | Data not provided | Data not provided | Data not provided | Data not provided | Data not provided | results support the need for pretreatment of high acidity MIW ahead of the BCR. | Data not provided | Substrate: sawdust, wood chips, compost, dairy manure and limestone chips. BCR substrate composition was modified due to a shortage of available manure and limestone. The shortage of manure and limestone may have had a negative impact on treatment effectiveness in the BCRs. | The number of sampling dates was reduced, resulting in less info to determine long-term treatment effectiveness. | Total metals data set is limited to only two sampling events.
Final Danny T Adit Treatability Study Year 1 Technical Memorandum, Barker-Hughesville Mining District Superfund Site Cascade and Judith Basin Counties, Montana | BARKER HUGHESVILLE MINING DISTRICT | MT6122307485 | N/A | N/A | BCR1 | Data not provided | Biochemical reactor (BCR) without pre-treatment (BCR1) | Passive | Biochemical reactor (BCR) | No pre-treatment | Danny T adit water | N | BCR without pre-treatment | Batteries used to run metering pump, slurry mixer, and timer switch | Remote central Montana, southeast of Great Falls/no constraints noted | Pilot | June - September 2013 | Chromium | Cr, total | µg/L | N | N/A | [9 empty] | 5 U | 5 U–6 | Not Applicable | Data not provided | Data not provided | Data not provided | Data not provided | Data not provided | Data not provided | Data not provided | Data not provided |  | Effluent | 5.91–6.07 | 0.02–1.5 | mg/L | 17.95–20.6 | °C | Data not provided | N/A | Data not provided | N/A | (-)163–(-)46.6 | mV | 2,190–3,505 | µS/cm | NA–15.9 | %DO | Data not provided | Data not provided | Data not provided | Data not provided | Data not provided | Data not provided | Data not provided | Data not provided | Data not provided | Data not provided | results support the need for pretreatment of high acidity MIW ahead of the BCR. | Data not provided | Substrate: sawdust, wood chips, compost, dairy manure and limestone chips. BCR substrate composition was modified due to a shortage of available manure and limestone. The shortage of manure and limestone may have had a negative impact on treatment effectiveness in the BCRs. | Data not provided | Data not provided
Final Danny T Adit Treatability Study Year 1 Technical Memorandum, Barker-Hughesville Mining District Superfund Site Cascade and Judith Basin Counties, Montana | BARKER HUGHESVILLE MINING DISTRICT | MT6122307485 | N/A | N/A | BCR1 | Data not provided | Biochemical reactor (BCR) without pre-treatment (BCR1) | Passive | Biochemical reactor (BCR) | No pre-treatment | Danny T adit water | N | BCR without pre-treatment | Batteries used to run metering pump, slurry mixer, and timer switch | Remote central Montana, southeast of Great Falls/no constraints noted | Pilot | June - September 2013 | Chromium | Cr, dissolved | µg/L | N | N/A | [9 empty] | 5 U | 5 U–6 | Not Applicable | Data not provided | Data not provided | Data not provided | Data not provided | Data not provided | Data not provided | Data not provided | Data not provided |  | Effluent | 5.6–6.14 | 0.02–2.31 | mg/L | 14.95–20.6 | °C | Data not provided | N/A | Data not provided | N/A | (-)163–77.2 | mV | 1,992–3,505 | µS/cm | NA–23 | %DO | Data not provided | Data not provided | Data not provided | Data not provided | Data not provided | Data not provided | Data not provided | Data not provided | Data not provided | Data not provided | results support the need for pretreatment of high acidity MIW ahead of the BCR. | Data not provided | Substrate: sawdust, wood chips, compost, dairy manure and limestone chips. BCR substrate composition was modified due to a shortage of available manure and limestone. The shortage of manure and limestone may have had a negative impact on treatment effectiveness in the BCRs. | The number of sampling dates was reduced, resulting in less info to determine long-term treatment effectiveness. | Total metals data set is limited to only two sampling events.
Final Danny T Adit Treatability Study Year 1 Technical Memorandum, Barker-Hughesville Mining District Superfund Site Cascade and Judith Basin Counties, Montana | BARKER HUGHESVILLE MINING DISTRICT | MT6122307485 | N/A | N/A | BCR2 | Data not provided | Biochemical reactor (BCR) with SAPS pre-treatment (BCR2) | Passive | Biochemical reactor (BCR) | Pre-treatment | Danny T adit water | Y | BCR with pre-treatment | Batteries used to run metering pump, slurry mixer, and timer switch | Remote central Montana, southeast of Great Falls/no constraints noted | Pilot | June - September 2013 | Chromium | Cr, total | µg/L | N | N/A | 6 | 5 | 16.6667 | [9 empty] | Data not provided | Data not provided | Data not provided | Data not provided | Data not provided | Data not provided | Data not provided | Data not provided |  | Influent | 2.81 | 6.48 | mg/L | 25 | °C | Data not provided | N/A | Data not provided | N/A | 490.9 | mV | 2267 | µS/cm | None | N/A | Data not provided | Data not provided | Data not provided | Data not provided | Data not provided | Data not provided | Data not provided | Data not provided | Data not provided | Data not provided | Data not provided | Data not provided | Substrate: sawdust, wood chips, compost, dairy manure and limestone chips. BCR substrate composition was modified due to a shortage of available manure and limestone. The shortage of manure and limestone may have had a negative impact on treatment effectiveness in the BCRs. | Data not provided | Data not provided
Final Danny T Adit Treatability Study Year 1 Technical Memorandum, Barker-Hughesville Mining District Superfund Site Cascade and Judith Basin Counties, Montana | BARKER HUGHESVILLE MINING DISTRICT | MT6122307485 | N/A | N/A | BCR2 | Data not provided | Biochemical reactor (BCR) with SAPS pre-treatment (BCR2) | Passive | Biochemical reactor (BCR) | Pre-treatment | Danny T adit water | Y | BCR with pre-treatment | Batteries used to run metering pump, slurry mixer, and timer switch | Remote central Montana, southeast of Great Falls/no constraints noted | Pilot | June - September 2013 | Chromium | Cr, dissolved | µg/L | N | N/A | 6 | 5 U | 58.3333 | [9 empty] | Data not provided | Data not provided | Data not provided | Data not provided | Data not provided | Data not provided | Data not provided | Data not provided |  | Influent | 2.81–2.93 | 3.87–6.48 | mg/L | 15.19–25 | °C | Data not provided | N/A | Data not provided | N/A | 476.4–490.9 | mV | 1,332–2,267 | µS/cm | None | N/A | Data not provided | Data not provided | Data not provided | Data not provided | Data not provided | Data not provided | Data not provided | Data not provided | Data not provided | Data not provided | Data not provided | Data not provided | Substrate: sawdust, wood chips, compost, dairy manure and limestone chips. BCR substrate composition was modified due to a shortage of available manure and limestone. The shortage of manure and limestone may have had a negative impact on treatment effectiveness in the BCRs. | The number of sampling dates was reduced, resulting in less info to determine long-term treatment effectiveness. | Total metals data set is limited to only two sampling events. All effluent values below the detection limit | U = under the detection limit. A range of values is shown to reflect multiple days with the same influent observation.
Final Danny T Adit Treatability Study Year 1 Technical Memorandum, Barker-Hughesville Mining District Superfund Site Cascade and Judith Basin Counties, Montana | BARKER HUGHESVILLE MINING DISTRICT | MT6122307485 | N/A | N/A | BCR2 | Data not provided | Biochemical reactor (BCR) with SAPS pre-treatment (BCR2) | Passive | Biochemical reactor (BCR) | Pre-treatment | Danny T adit water | Y | BCR with pre-treatment | Batteries used to run metering pump, slurry mixer, and timer switch | Remote central Montana, southeast of Great Falls/no constraints noted | Pilot | June - September 2013 | Chromium | Cr, total | µg/L | N | N/A |  |  |  | 5 U | 5 U | Not Applicable | [6 empty] | Data not provided | Data not provided | Data not provided | Data not provided | Data not provided | Data not provided | Data not provided | Data not provided |  | Influent | 2.85 | 2.41 | mg/L | 21.72 | °C | Data not provided | N/A | Data not provided | N/A | 382.6 | mV | 2404 | µS/cm | 27.1 | %DO | Data not provided | Data not provided | Data not provided | Data not provided | Data not provided | Data not provided | Data not provided | Data not provided | Data not provided | Data not provided | Data not provided | Data not provided | Substrate: sawdust, wood chips, compost, dairy manure and limestone chips. BCR substrate composition was modified due to a shortage of available manure and limestone. The shortage of manure and limestone may have had a negative impact on treatment effectiveness in the BCRs. | Data not provided | Data not provided | U = Under the detection limit.
Final Danny T Adit Treatability Study Year 1 Technical Memorandum, Barker-Hughesville Mining District Superfund Site Cascade and Judith Basin Counties, Montana | BARKER HUGHESVILLE MINING DISTRICT | MT6122307485 | N/A | N/A | BCR2 | Data not provided | Biochemical reactor (BCR) with SAPS pre-treatment (BCR2) | Passive | Biochemical reactor (BCR) | Pre-treatment | Danny T adit water | Y | BCR with pre-treatment | Batteries used to run metering pump, slurry mixer, and timer switch | Remote central Montana, southeast of Great Falls/no constraints noted | Pilot | June - September 2013 | Chromium | Cr, dissolved | µg/L | N | N/A |  |  |  | 5 U | 5 U | Not Applicable | [6 empty] | Data not provided | Data not provided | Data not provided | Data not provided | Data not provided | Data not provided | Data not provided | Data not provided |  | Influent | 2.72–2.94 | NA–3.92 | mg/L | 16.34–25.14 | °C | Data not provided | N/A | Data not provided | N/A | 382.6–492.7 | mV | 2,218–3,394 | µS/cm | 26–43.7 | %DO | Data not provided | Data not provided | Data not provided | Data not provided | Data not provided | Data not provided | Data not provided | Data not provided | Data not provided | Data not provided | Data not provided | Data not provided | Substrate: sawdust, wood chips, compost, dairy manure and limestone chips. BCR substrate composition was modified due to a shortage of available manure and limestone. The shortage of manure and limestone may have had a negative impact on treatment effectiveness in the BCRs. | The number of sampling dates was reduced, resulting in less info to determine long-term treatment effectiveness. | Total metals data set is limited to only two sampling events. All effluent values below the detection limit | U = Under the detection limit. A range of values is shown to reflect multiple days with the same influent value.
Final Danny T Adit Treatability Study Year 1 Technical Memorandum, Barker-Hughesville Mining District Superfund Site Cascade and Judith Basin Counties, Montana | BARKER HUGHESVILLE MINING DISTRICT | MT6122307485 | N/A | N/A | BCR2 | Data not provided | Biochemical reactor (BCR) with SAPS pre-treatment (BCR2) | Passive | Biochemical reactor (BCR) | Pre-treatment | Danny T adit water | Y | BCR with pre-treatment | Batteries used to run metering pump, slurry mixer, and timer switch | Remote central Montana, southeast of Great Falls/no constraints noted | Pilot | June - September 2013 | Chromium | Cr, total | µg/L | N | N/A | [6 empty] | 5 | 6 | 16.6667 |  |  |  | Data not provided | Data not provided | Data not provided | Data not provided | Data not provided | Data not provided | Data not provided | Data not provided |  | Effluent | 6.29 | 0.05 | mg/L | 20.2 | °C | Data not provided | N/A | Data not provided | N/A | -153.8 | mV | 4954 | µS/cm | None | N/A | Data not provided | Data not provided | Data not provided | Data not provided | Data not provided | Data not provided | Data not provided | Data not provided | Data not provided | Data not provided | Data not provided | Data not provided | Substrate: sawdust, wood chips, compost, dairy manure and limestone chips. BCR substrate composition was modified due to a shortage of available manure and limestone. The shortage of manure and limestone may have had a negative impact on treatment effectiveness in the BCRs. | Data not provided | Data not provided
Final Danny T Adit Treatability Study Year 1 Technical Memorandum, Barker-Hughesville Mining District Superfund Site Cascade and Judith Basin Counties, Montana | BARKER HUGHESVILLE MINING DISTRICT | MT6122307485 | N/A | N/A | BCR2 | Data not provided | Biochemical reactor (BCR) with SAPS pre-treatment (BCR2) | Passive | Biochemical reactor (BCR) | Pre-treatment | Danny T adit water | Y | BCR with pre-treatment | Batteries used to run metering pump, slurry mixer, and timer switch | Remote central Montana, southeast of Great Falls/no constraints noted | Pilot | June - September 2013 | Chromium | Cr, dissolved | µg/L | N | N/A | [6 empty] | 5 U | 5 U–6 | Not Applicable |  |  |  | Data not provided | Data not provided | Data not provided | Data not provided | Data not provided | Data not provided | Data not provided | Data not provided |  | Effluent | 5.91–6.32 | 0.05–8.52 | mg/L | 14.75–21.15 | °C | Data not provided | N/A | Data not provided | N/A | (-)153.8–19.4 | mV | 2,019–4,954 | µS/cm | NA–92.1 | %DO | Data not provided | Data not provided | Data not provided | Data not provided | Data not provided | Data not provided | Data not provided | Data not provided | Data not provided | Data not provided | Data not provided | Data not provided | Substrate: sawdust, wood chips, compost, dairy manure and limestone chips. BCR substrate composition was modified due to a shortage of available manure and limestone. The shortage of manure and limestone may have had a negative impact on treatment effectiveness in the BCRs. | The number of sampling dates was reduced, resulting in less info to determine long-term treatment effectiveness. | Total metals data set is limited to only two sampling events. All effluent values below the detection limit | U = under the detection limit. A range of values is shown to reflect multiple days with the same effluent.
Final Danny T Adit Treatability Study Year 1 Technical Memorandum, Barker-Hughesville Mining District Superfund Site Cascade and Judith Basin Counties, Montana | BARKER HUGHESVILLE MINING DISTRICT | MT6122307485 | N/A | N/A | BCR2 | Data not provided | Biochemical reactor (BCR) with SAPS pre-treatment (BCR2) | Passive | Biochemical reactor (BCR) | Pre-treatment | Danny T adit water | Y | BCR with pre-treatment | Batteries used to run metering pump, slurry mixer, and timer switch | Remote central Montana, southeast of Great Falls/no constraints noted | Pilot | June - September 2013 | Chromium | Cr, total | µg/L | N | N/A | [9 empty] | 5 U | 5 U | Not Applicable | Data not provided | Data not provided | Data not provided | Data not provided | Data not provided | Data not provided | Data not provided | Data not provided |  | Effluent | 6.16 | 1.67 | mg/L | 17.67 | °C | Data not provided | N/A | Data not provided | N/A | -28 | mV | 2187 | µS/cm | 17.8 | %DO | Data not provided | Data not provided | Data not provided | Data not provided | Data not provided | Data not provided | Data not provided | Data not provided | Data not provided | Data not provided | Data not provided | Data not provided | Substrate: sawdust, wood chips, compost, dairy manure and limestone chips. BCR substrate composition was modified due to a shortage of available manure and limestone. The shortage of manure and limestone may have had a negative impact on treatment effectiveness in the BCRs. | Data not provided | Data not provided | U = under the detection limit.
Final Danny T Adit Treatability Study Year 1 Technical Memorandum, Barker-Hughesville Mining District Superfund Site Cascade and Judith Basin Counties, Montana | BARKER HUGHESVILLE MINING DISTRICT | MT6122307485 | N/A | N/A | BCR2 | Data not provided | Biochemical reactor (BCR) with SAPS pre-treatment (BCR2) | Passive | Biochemical reactor (BCR) | Pre-treatment | Danny T adit water | Y | BCR with pre-treatment | Batteries used to run metering pump, slurry mixer, and timer switch | Remote central Montana, southeast of Great Falls/no constraints noted | Pilot | June - September 2013 | Chromium | Cr, dissolved | µg/L | N | N/A | [9 empty] | 5 U | 5 U–6 | Not Applicable | Data not provided | Data not provided | Data not provided | Data not provided | Data not provided | Data not provided | Data not provided | Data not provided |  | Effluent | 5.91–6.32 | 0.05–8.52 | mg/L | 14.75–21.15 | °C | Data not provided | N/A | Data not provided | N/A | (-)153.8–19.4 | mV | 2,019–4,954 | µS/cm | NA–92.1 | %DO | Data not provided | Data not provided | Data not provided | Data not provided | Data not provided | Data not provided | Data not provided | Data not provided | Data not provided | Data not provided | Data not provided | Data not provided | Substrate: sawdust, wood chips, compost, dairy manure and limestone chips. BCR substrate composition was modified due to a shortage of available manure and limestone. The shortage of manure and limestone may have had a negative impact on treatment effectiveness in the BCRs. | The number of sampling dates was reduced, resulting in less info to determine long-term treatment effectiveness. | Total metals data set is limited to only two sampling events. All effluent values below the detection limit | U = under the detection limit. A range of values is shown to reflect multiple days with the same effluent.
Final Danny T Adit Treatability Study Year 1 Technical Memorandum, Barker-Hughesville Mining District Superfund Site Cascade and Judith Basin Counties, Montana | BARKER HUGHESVILLE MINING DISTRICT | MT6122307485 | N/A | N/A | BCR3 | Data not provided | Biochemical reactor (BCR) with CHIT pre-treatment (BCR3) | Passive | Biochemical reactor (BCR) | Pre-treatment | Danny T adit water | Y | BCR with pre-treatment | Batteries used to run metering pump, slurry mixer, and timer switch | Remote central Montana, southeast of Great Falls/no constraints noted | Pilot | June - September 2013 | Chromium | Cr, total | µg/L | N | N/A | 6 | 5 U | 58.3333 | [9 empty] | Data not provided | Data not provided | Data not provided | Data not provided | Data not provided | Data not provided | Data not provided | Data not provided |  | Influent | 2.81 | 6.48 | mg/L | 25 | °C | Data not provided | N/A | Data not provided | N/A | 490.9 | mV | 2267 | µS/cm | None | N/A | Data not provided | Data not provided | Data not provided | Data not provided | Data not provided | Data not provided | Data not provided | Data not provided | Data not provided | Data not provided | The Chitorem/BCR3 treatment provided the best overall treatment performance for both metal removal and sustaining sulfate reducing conditions. | Data not provided | Substrate: sawdust, wood chips, compost, dairy manure and limestone chips. BCR substrate composition was modified due to a shortage of available manure and limestone. The shortage of manure and limestone may have had a negative impact on treatment effectiveness in the BCRs. | Data not provided | All effluent values below the detection limit | U = Under the detection limit.
Final Danny T Adit Treatability Study Year 1 Technical Memorandum, Barker-Hughesville Mining District Superfund Site Cascade and Judith Basin Counties, Montana | BARKER HUGHESVILLE MINING DISTRICT | MT6122307485 | N/A | N/A | BCR3 | Data not provided | Biochemical reactor (BCR) with CHIT pre-treatment (BCR3) | Passive | Biochemical reactor (BCR) | Pre-treatment | Danny T adit water | Y | BCR with pre-treatment | Batteries used to run metering pump, slurry mixer, and timer switch | Remote central Montana, southeast of Great Falls/no constraints noted | Pilot | June - September 2013 | Chromium | Cr, dissolved | µg/L | N | N/A | 6 | 5 U | 58.3333 | [9 empty] | Data not provided | Data not provided | Data not provided | Data not provided | Data not provided | Data not provided | Data not provided | Data not provided |  | Influent | 2.81–2.93 | 3.87–6.48 | mg/L | 15.19–25 | °C | Data not provided | N/A | Data not provided | N/A | 476.4–490.9 | mV | 1,332–2,267 | µS/cm | None | N/A | Data not provided | Data not provided | Data not provided | Data not provided | Data not provided | Data not provided | Data not provided | Data not provided | Data not provided | Data not provided | The Chitorem/BCR3 treatment provided the best overall treatment performance for both metal removal and sustaining sulfate reducing conditions. | Data not provided | Substrate: sawdust, wood chips, compost, dairy manure and limestone chips. BCR substrate composition was modified due to a shortage of available manure and limestone. The shortage of manure and limestone may have had a negative impact on treatment effectiveness in the BCRs. | The number of sampling dates was reduced, resulting in less info to determine long-term treatment effectiveness. | Total metals data set is limited to only two sampling events. All effluent values below the detection limit | U = under the detection limit. A rage of values is shown to reflect multiple days with the same influent observation.
Final Danny T Adit Treatability Study Year 1 Technical Memorandum, Barker-Hughesville Mining District Superfund Site Cascade and Judith Basin Counties, Montana | BARKER HUGHESVILLE MINING DISTRICT | MT6122307485 | N/A | N/A | BCR3 | Data not provided | Biochemical reactor (BCR) with CHIT pre-treatment (BCR3) | Passive | Biochemical reactor (BCR) | Pre-treatment | Danny T adit water | Y | BCR with pre-treatment | Batteries used to run metering pump, slurry mixer, and timer switch | Remote central Montana, southeast of Great Falls/no constraints noted | Pilot | June - September 2013 | Chromium | Cr, total | µg/L | N | N/A |  |  |  | 5 U | 5 U | Not Applicable | [6 empty] | Data not provided | Data not provided | Data not provided | Data not provided | Data not provided | Data not provided | Data not provided | Data not provided |  | Influent | 2.85 | 2.41 | mg/L | 21.72 | °C | Data not provided | N/A | Data not provided | N/A | 382.6 | mV | 2404 | µS/cm | 27.1 | %DO | Data not provided | Data not provided | Data not provided | Data not provided | Data not provided | Data not provided | Data not provided | Data not provided | Data not provided | Data not provided | The Chitorem/BCR3 treatment provided the best overall treatment performance for both metal removal and sustaining sulfate reducing conditions. | Data not provided | Substrate: sawdust, wood chips, compost, dairy manure and limestone chips. BCR substrate composition was modified due to a shortage of available manure and limestone. The shortage of manure and limestone may have had a negative impact on treatment effectiveness in the BCRs. | Data not provided | All effluent values below the detection limit | U = Under the detection limit.
Final Danny T Adit Treatability Study Year 1 Technical Memorandum, Barker-Hughesville Mining District Superfund Site Cascade and Judith Basin Counties, Montana | BARKER HUGHESVILLE MINING DISTRICT | MT6122307485 | N/A | N/A | BCR3 | Data not provided | Biochemical reactor (BCR) with CHIT pre-treatment (BCR3) | Passive | Biochemical reactor (BCR) | Pre-treatment | Danny T adit water | Y | BCR with pre-treatment | Batteries used to run metering pump, slurry mixer, and timer switch | Remote central Montana, southeast of Great Falls/no constraints noted | Pilot | June - September 2013 | Chromium | Cr, dissolved | µg/L | N | N/A |  |  |  | 5 U | 5 U | Not Applicable | [6 empty] | Data not provided | Data not provided | Data not provided | Data not provided | Data not provided | Data not provided | Data not provided | Data not provided |  | Influent | 2.72–2.94 | NA–3.92 | mg/L | 16.34–25.14 | °C | Data not provided | N/A | Data not provided | N/A | 382.6–492.7 | mV | 2,218–3,394 | µS/cm | 26–43.7 | %DO | Data not provided | Data not provided | Data not provided | Data not provided | Data not provided | Data not provided | Data not provided | Data not provided | Data not provided | Data not provided | The Chitorem/BCR3 treatment provided the best overall treatment performance for both metal removal and sustaining sulfate reducing conditions. | Data not provided | Substrate: sawdust, wood chips, compost, dairy manure and limestone chips. BCR substrate composition was modified due to a shortage of available manure and limestone. The shortage of manure and limestone may have had a negative impact on treatment effectiveness in the BCRs. | The number of sampling dates was reduced, resulting in less info to determine long-term treatment effectiveness. | Total metals data set is limited to only two sampling events. All effluent values below the detection limit | U = Under the detection limit. A range of values is shown to reflect multiple days with the same influent value.
Final Danny T Adit Treatability Study Year 1 Technical Memorandum, Barker-Hughesville Mining District Superfund Site Cascade and Judith Basin Counties, Montana | BARKER HUGHESVILLE MINING DISTRICT | MT6122307485 | N/A | N/A | BCR3 | Data not provided | Biochemical reactor (BCR) with CHIT pre-treatment (BCR3) | Passive | Biochemical reactor (BCR) | Pre-treatment | Danny T adit water | Y | BCR with pre-treatment | Batteries used to run metering pump, slurry mixer, and timer switch | Remote central Montana, southeast of Great Falls/no constraints noted | Pilot | June - September 2013 | Chromium | Cr, total | µg/L | N | N/A | [6 empty] | 5 U | 5 U–6 | Not Applicable |  |  |  | Data not provided | Data not provided | Data not provided | Data not provided | Data not provided | Data not provided | Data not provided | Data not provided |  | Effluent | 6.17 | 0.04–4.34 | mg/L | 17.84–19.65 | °C | Data not provided | N/A | Data not provided | N/A | (-)274.4–(-)152.5 | mV | 5,154–8,162 | µS/cm | NA–46.4 | %DO | Data not provided | Data not provided | Data not provided | Data not provided | Data not provided | Data not provided | Data not provided | Data not provided | Data not provided | Data not provided | The Chitorem/BCR3 treatment provided the best overall treatment performance for both metal removal and sustaining sulfate reducing conditions. | Data not provided | Substrate: sawdust, wood chips, compost, dairy manure and limestone chips. BCR substrate composition was modified due to a shortage of available manure and limestone. The shortage of manure and limestone may have had a negative impact on treatment effectiveness in the BCRs. | Data not provided | All effluent values below the detection limit | U = under the detection limit. A range of values is shown to reflect multiple days with the same effluent.
Final Danny T Adit Treatability Study Year 1 Technical Memorandum, Barker-Hughesville Mining District Superfund Site Cascade and Judith Basin Counties, Montana | BARKER HUGHESVILLE MINING DISTRICT | MT6122307485 | N/A | N/A | BCR3 | Data not provided | Biochemical reactor (BCR) with CHIT pre-treatment (BCR3) | Passive | Biochemical reactor (BCR) | Pre-treatment | Danny T adit water | Y | BCR with pre-treatment | Batteries used to run metering pump, slurry mixer, and timer switch | Remote central Montana, southeast of Great Falls/no constraints noted | Pilot | June - September 2013 | Chromium | Cr, dissolved | µg/L | N | N/A | [6 empty] | 5 U | 5 U–6 | Not Applicable |  |  |  | Data not provided | Data not provided | Data not provided | Data not provided | Data not provided | Data not provided | Data not provided | Data not provided |  | Effluent | 6.17–6.81 | 0.04–4.34 | mg/L | 14.5–20.21 | °C | Data not provided | N/A | Data not provided | N/A | (-)325.7–(-)152.5 | mV | 5,154–8,162 | µS/cm | NA–46.4 | %DO | Data not provided | Data not provided | Data not provided | Data not provided | Data not provided | Data not provided | Data not provided | Data not provided | Data not provided | Data not provided | The Chitorem/BCR3 treatment provided the best overall treatment performance for both metal removal and sustaining sulfate reducing conditions. | Data not provided | Substrate: sawdust, wood chips, compost, dairy manure and limestone chips. BCR substrate composition was modified due to a shortage of available manure and limestone. The shortage of manure and limestone may have had a negative impact on treatment effectiveness in the BCRs. | The number of sampling dates was reduced, resulting in less info to determine long-term treatment effectiveness. | Total metals data set is limited to only two sampling events. All effluent values below the detection limit | U = under the detection limit. A range of values is shown to reflect multiple days with the same effluent.
Final Danny T Adit Treatability Study Year 1 Technical Memorandum, Barker-Hughesville Mining District Superfund Site Cascade and Judith Basin Counties, Montana | BARKER HUGHESVILLE MINING DISTRICT | MT6122307485 | N/A | N/A | BCR3 | Data not provided | Biochemical reactor (BCR) with CHIT pre-treatment (BCR3) | Passive | Biochemical reactor (BCR) | Pre-treatment | Danny T adit water | Y | BCR with pre-treatment | Batteries used to run metering pump, slurry mixer, and timer switch | Remote central Montana, southeast of Great Falls/no constraints noted | Pilot | June - September 2013 | Chromium | Cr, total | µg/L | N | N/A | [9 empty] | 5 U | 5 U–6 | Not Applicable | Data not provided | Data not provided | Data not provided | Data not provided | Data not provided | Data not provided | Data not provided | Data not provided |  | Effluent | 6.17 | 0.04–4.34 | mg/L | 17.84–19.65 | °C | Data not provided | N/A | Data not provided | N/A | (-)274.4–(-)152.5 | mV | 5,154–8,162 | µS/cm | NA–46.4 | %DO | Data not provided | Data not provided | Data not provided | Data not provided | Data not provided | Data not provided | Data not provided | Data not provided | Data not provided | Data not provided | The Chitorem/BCR3 treatment provided the best overall treatment performance for both metal removal and sustaining sulfate reducing conditions. | Data not provided | Substrate: sawdust, wood chips, compost, dairy manure and limestone chips. BCR substrate composition was modified due to a shortage of available manure and limestone. The shortage of manure and limestone may have had a negative impact on treatment effectiveness in the BCRs. | Data not provided | All effluent values below the detection limit | U = under the detection limit. A range of values is shown to reflect multiple days with the same effluent.
Final Danny T Adit Treatability Study Year 1 Technical Memorandum, Barker-Hughesville Mining District Superfund Site Cascade and Judith Basin Counties, Montana | BARKER HUGHESVILLE MINING DISTRICT | MT6122307485 | N/A | N/A | BCR3 | Data not provided | Biochemical reactor (BCR) with CHIT pre-treatment (BCR3) | Passive | Biochemical reactor (BCR) | Pre-treatment | Danny T adit water | Y | BCR with pre-treatment | Batteries used to run metering pump, slurry mixer, and timer switch | Remote central Montana, southeast of Great Falls/no constraints noted | Pilot | June - September 2013 | Chromium | Cr, dissolved | µg/L | N | N/A | [9 empty] | 5 U | 5 U–6 | Not Applicable | Data not provided | Data not provided | Data not provided | Data not provided | Data not provided | Data not provided | Data not provided | Data not provided |  | Effluent | 6.17–6.81 | 0.04–4.34 | mg/L | 14.5–20.21 | °C | Data not provided | N/A | Data not provided | N/A | (-)325.7–(-)152.5 | mV | 5,154–8,162 | µS/cm | NA–46.4 | %DO | Data not provided | Data not provided | Data not provided | Data not provided | Data not provided | Data not provided | Data not provided | Data not provided | Data not provided | Data not provided | The Chitorem/BCR3 treatment provided the best overall treatment performance for both metal removal and sustaining sulfate reducing conditions. | Data not provided | Substrate: sawdust, wood chips, compost, dairy manure and limestone chips. BCR substrate composition was modified due to a shortage of available manure and limestone. The shortage of manure and limestone may have had a negative impact on treatment effectiveness in the BCRs. | The number of sampling dates was reduced, resulting in less info to determine long-term treatment effectiveness. | Total metals data set is limited to only two sampling events. All effluent values below the detection limit | U = under the detection limit. A range of values is shown to reflect multiple days with the same effluent.
Final Danny T Adit Treatability Study Year 1 Technical Memorandum, Barker-Hughesville Mining District Superfund Site Cascade and Judith Basin Counties, Montana | BARKER HUGHESVILLE MINING DISTRICT | MT6122307485 | N/A | N/A | BCR4 | Data not provided | Biochemical reactor (BCR) with Mg(OH)2 pre-treatment (BCR4) | Passive | Biochemical reactor (BCR) | Pre-treatment | Danny T adit water | Y | BCR with pre-treatment | Batteries used to run metering pump, slurry mixer, and timer switch | Remote central Montana, southeast of Great Falls/no constraints noted | Pilot | June - September 2013 | Chromium | Cr, total | µg/L | N | N/A | 6 | 5 U | 58.3333 | [9 empty] | Data not provided | Data not provided | Data not provided | Data not provided | Data not provided | Data not provided | Data not provided | Data not provided |  | Influent | 2.81 | 6.48 | mg/L | 25 | °C | Data not provided | N/A | Data not provided | N/A | 490.9 | mV | 2267 | µS/cm | None | N/A | Data not provided | Data not provided | Data not provided | Data not provided | Data not provided | Data not provided | Data not provided | Data not provided | Data not provided | Data not provided | Data not provided | Data not provided | Substrate: sawdust, wood chips, compost, dairy manure and limestone chips. BCR substrate composition was modified due to a shortage of available manure and limestone. The shortage of manure and limestone may have had a negative impact on treatment effectiveness in the BCRs. | Data not provided | All effluent values below the detection limit | U = under the detection limit.
Final Danny T Adit Treatability Study Year 1 Technical Memorandum, Barker-Hughesville Mining District Superfund Site Cascade and Judith Basin Counties, Montana | BARKER HUGHESVILLE MINING DISTRICT | MT6122307485 | N/A | N/A | BCR4 | Data not provided | Biochemical reactor (BCR) with Mg(OH)2 pre-treatment (BCR4) | Passive | Biochemical reactor (BCR) | Pre-treatment | Danny T adit water | Y | BCR with pre-treatment | Batteries used to run metering pump, slurry mixer, and timer switch | Remote central Montana, southeast of Great Falls/no constraints noted | Pilot | June - September 2013 | Chromium | Cr, dissolved | µg/L | N | N/A | 6 | 5 U | 58.3333 | [9 empty] | Data not provided | Data not provided | Data not provided | Data not provided | Data not provided | Data not provided | Data not provided | Data not provided |  | Influent | 2.81–2.93 | 3.87–6.48 | mg/L | 15.19–25 | °C | Data not provided | N/A | Data not provided | N/A | 476.4–490.9 | mV | 1,332–2,267 | µS/cm | None | N/A | Data not provided | Data not provided | Data not provided | Data not provided | Data not provided | Data not provided | Data not provided | Data not provided | Data not provided | Data not provided | Data not provided | Data not provided | Substrate: sawdust, wood chips, compost, dairy manure and limestone chips. BCR substrate composition was modified due to a shortage of available manure and limestone. The shortage of manure and limestone may have had a negative impact on treatment effectiveness in the BCRs. | The number of sampling dates was reduced, resulting in less info to determine long-term treatment effectiveness. | Total metals data set is limited to only two sampling events. All effluent values below the detection limit | U = Under the detection limit. A range of values is shown to reflect multiple days with the same influent observation.
Final Danny T Adit Treatability Study Year 1 Technical Memorandum, Barker-Hughesville Mining District Superfund Site Cascade and Judith Basin Counties, Montana | BARKER HUGHESVILLE MINING DISTRICT | MT6122307485 | N/A | N/A | BCR4 | Data not provided | Biochemical reactor (BCR) with Mg(OH)2 pre-treatment (BCR4) | Passive | Biochemical reactor (BCR) | Pre-treatment | Danny T adit water | Y | BCR with pre-treatment | Batteries used to run metering pump, slurry mixer, and timer switch | Remote central Montana, southeast of Great Falls/no constraints noted | Pilot | June - September 2013 | Chromium | Cr, total | µg/L | N | N/A |  |  |  | 5 U | 5 U | Not Applicable | [6 empty] | Data not provided | Data not provided | Data not provided | Data not provided | Data not provided | Data not provided | Data not provided | Data not provided |  | Influent | 2.85 | 2.41 | mg/L | 21.72 | °C | Data not provided | N/A | Data not provided | N/A | 382.6 | mV | 2404 | µS/cm | 27.1 | %DO | Data not provided | Data not provided | Data not provided | Data not provided | Data not provided | Data not provided | Data not provided | Data not provided | Data not provided | Data not provided | Data not provided | Data not provided | Substrate: sawdust, wood chips, compost, dairy manure and limestone chips. BCR substrate composition was modified due to a shortage of available manure and limestone. The shortage of manure and limestone may have had a negative impact on treatment effectiveness in the BCRs. | Data not provided | All effluent values below the detection limit | U = Under the detection limit.
Final Danny T Adit Treatability Study Year 1 Technical Memorandum, Barker-Hughesville Mining District Superfund Site Cascade and Judith Basin Counties, Montana | BARKER HUGHESVILLE MINING DISTRICT | MT6122307485 | N/A | N/A | BCR4 | Data not provided | Biochemical reactor (BCR) with Mg(OH)2 pre-treatment (BCR4) | Passive | Biochemical reactor (BCR) | Pre-treatment | Danny T adit water | Y | BCR with pre-treatment | Batteries used to run metering pump, slurry mixer, and timer switch | Remote central Montana, southeast of Great Falls/no constraints noted | Pilot | June - September 2013 | Chromium | Cr, dissolved | µg/L | N | N/A |  |  |  | 5 U | 5 U | Not Applicable | [6 empty] | Data not provided | Data not provided | Data not provided | Data not provided | Data not provided | Data not provided | Data not provided | Data not provided |  | Influent | 2.72–2.94 | NA–3.92 | mg/L | 16.34–25.14 | °C | Data not provided | N/A | Data not provided | N/A | 382.6–492.7 | mV | 2,218–3,394 | µS/cm | 26–43.7 | %DO | Data not provided | Data not provided | Data not provided | Data not provided | Data not provided | Data not provided | Data not provided | Data not provided | Data not provided | Data not provided | Data not provided | Data not provided | Substrate: sawdust, wood chips, compost, dairy manure and limestone chips. BCR substrate composition was modified due to a shortage of available manure and limestone. The shortage of manure and limestone may have had a negative impact on treatment effectiveness in the BCRs. | The number of sampling dates was reduced, resulting in less info to determine long-term treatment effectiveness. | Total metals data set is limited to only two sampling events. All effluent values below the detection limit | U = Under the detection limit. A range of values is shown to reflect multiple days with the same influent value.
Final Danny T Adit Treatability Study Year 1 Technical Memorandum, Barker-Hughesville Mining District Superfund Site Cascade and Judith Basin Counties, Montana | BARKER HUGHESVILLE MINING DISTRICT | MT6122307485 | N/A | N/A | BCR4 | Data not provided | Biochemical reactor (BCR) with Mg(OH)2 pre-treatment (BCR4) | Passive | Biochemical reactor (BCR) | Pre-treatment | Danny T adit water | Y | BCR with pre-treatment | Batteries used to run metering pump, slurry mixer, and timer switch | Remote central Montana, southeast of Great Falls/no constraints noted | Pilot | June - September 2013 | Chromium | Cr, total | µg/L | N | N/A | [6 empty] | 5 U | 5 U–6 | Not Applicable |  |  |  | Data not provided | Data not provided | Data not provided | Data not provided | Data not provided | Data not provided | Data not provided | Data not provided |  | Effluent | 6.25–6.36 | 0.02–2.47 | mg/L | 17.95–20.16 | °C | Data not provided | N/A | Data not provided | N/A | (-)144.8–(-)30.2 | mV | 1,101–4,001 | µS/cm | NA–26.3 | %DO | Data not provided | Data not provided | Data not provided | Data not provided | Data not provided | Data not provided | Data not provided | Data not provided | Data not provided | Data not provided | Data not provided | Data not provided | Substrate: sawdust, wood chips, compost, dairy manure and limestone chips. BCR substrate composition was modified due to a shortage of available manure and limestone. The shortage of manure and limestone may have had a negative impact on treatment effectiveness in the BCRs. | Data not provided | All effluent values below the detection limit | U = under the detection limit. A range of values is shown to reflect multiple days with effluent under the detection limit.
Final Danny T Adit Treatability Study Year 1 Technical Memorandum, Barker-Hughesville Mining District Superfund Site Cascade and Judith Basin Counties, Montana | BARKER HUGHESVILLE MINING DISTRICT | MT6122307485 | N/A | N/A | BCR4 | Data not provided | Biochemical reactor (BCR) with Mg(OH)2 pre-treatment (BCR4) | Passive | Biochemical reactor (BCR) | Pre-treatment | Danny T adit water | Y | BCR with pre-treatment | Batteries used to run metering pump, slurry mixer, and timer switch | Remote central Montana, southeast of Great Falls/no constraints noted | Pilot | June - September 2013 | Chromium | Cr, dissolved | µg/L | N | N/A | [6 empty] | 5 U | 5 U–6 | Not Applicable |  |  |  | Data not provided | Data not provided | Data not provided | Data not provided | Data not provided | Data not provided | Data not provided | Data not provided |  | Effluent | 6.25–7.02 | 0.02–4.35 | mg/L | 16.2–20.33 | °C | Data not provided | N/A | Data not provided | N/A | (-)169.1–(-)30.2 | mV | 1,101–4,001 | µS/cm | NA–45.8 | %DO | Data not provided | Data not provided | Data not provided | Data not provided | Data not provided | Data not provided | Data not provided | Data not provided | Data not provided | Data not provided | Data not provided | Data not provided | Substrate: sawdust, wood chips, compost, dairy manure and limestone chips. BCR substrate composition was modified due to a shortage of available manure and limestone. The shortage of manure and limestone may have had a negative impact on treatment effectiveness in the BCRs. | The number of sampling dates was reduced, resulting in less info to determine long-term treatment effectiveness. | Total metals data set is limited to only two sampling events. All effluent values below the detection limit | U = under the detection limit. A range of values is shown to reflect multiple days with effluent under the detection limit.
Final Danny T Adit Treatability Study Year 1 Technical Memorandum, Barker-Hughesville Mining District Superfund Site Cascade and Judith Basin Counties, Montana | BARKER HUGHESVILLE MINING DISTRICT | MT6122307485 | N/A | N/A | BCR4 | Data not provided | Biochemical reactor (BCR) with Mg(OH)2 pre-treatment (BCR4) | Passive | Biochemical reactor (BCR) | Pre-treatment | Danny T adit water | Y | BCR with pre-treatment | Batteries used to run metering pump, slurry mixer, and timer switch | Remote central Montana, southeast of Great Falls/no constraints noted | Pilot | June - September 2013 | Chromium | Cr, total | µg/L | N | N/A | [9 empty] | 5 U | 5 U–6 | Not Applicable | Data not provided | Data not provided | Data not provided | Data not provided | Data not provided | Data not provided | Data not provided | Data not provided |  | Effluent | 6.25–6.36 | 0.02–2.47 | mg/L | 17.95–20.16 | °C | Data not provided | N/A | Data not provided | N/A | (-)144.8–(-)30.2 | mV | 1,101–4,001 | µS/cm | NA–26.3 | %DO | Data not provided | Data not provided | Data not provided | Data not provided | Data not provided | Data not provided | Data not provided | Data not provided | Data not provided | Data not provided | Data not provided | Data not provided | Substrate: sawdust, wood chips, compost, dairy manure and limestone chips. BCR substrate composition was modified due to a shortage of available manure and limestone. The shortage of manure and limestone may have had a negative impact on treatment effectiveness in the BCRs. | Data not provided | All effluent values below the detection limit | U = under the detection limit. A range of values is shown to reflect multiple days with effluent under the detection limit.
Final Danny T Adit Treatability Study Year 1 Technical Memorandum, Barker-Hughesville Mining District Superfund Site Cascade and Judith Basin Counties, Montana | BARKER HUGHESVILLE MINING DISTRICT | MT6122307485 | N/A | N/A | BCR4 | Data not provided | Biochemical reactor (BCR) with Mg(OH)2 pre-treatment (BCR4) | Passive | Biochemical reactor (BCR) | Pre-treatment | Danny T adit water | Y | BCR with pre-treatment | Batteries used to run metering pump, slurry mixer, and timer switch | Remote central Montana, southeast of Great Falls/no constraints noted | Pilot | June - September 2013 | Chromium | Cr, dissolved | µg/L | N | N/A | [9 empty] | 5 U | 5 U–6 | Not Applicable | Data not provided | Data not provided | Data not provided | Data not provided | Data not provided | Data not provided | Data not provided | Data not provided |  | Effluent | 6.25–7.02 | 0.02–4.35 | mg/L | 16.2–20.33 | °C | Data not provided | N/A | Data not provided | N/A | (-)169.1–(-)30.2 | mV | 1,101–4,001 | µS/cm | NA–45.8 | %DO | Data not provided | Data not provided | Data not provided | Data not provided | Data not provided | Data not provided | Data not provided | Data not provided | Data not provided | Data not provided | Data not provided | Data not provided | Substrate: sawdust, wood chips, compost, dairy manure and limestone chips. BCR substrate composition was modified due to a shortage of available manure and limestone. The shortage of manure and limestone may have had a negative impact on treatment effectiveness in the BCRs. | The number of sampling dates was reduced, resulting in less info to determine long-term treatment effectiveness. | Total metals data set is limited to only two sampling events. All effluent values below the detection limit | U = under the detection limit. A range of values is shown to reflect multiple days with effluent under the detection limit.
Final Danny T Adit Treatability Study Year 1 Technical Memorandum, Barker-Hughesville Mining District Superfund Site Cascade and Judith Basin Counties, Montana | BARKER HUGHESVILLE MINING DISTRICT | MT6122307485 | N/A | N/A | CHIT | Data not provided | Chitorem pre-treatment (CHIT) | Passive | Chitorem® | Pre-treatment | Danny T adit water | Y | Pre-treatment | Batteries used to run metering pump, slurry mixer, and timer switch | Remote central Montana, southeast of Great Falls/no constraints noted | Pilot | June - September 2013 | Chromium | Cr, total | µg/L | N | N/A | 6 | 25 | -316.6667 | [9 empty] | Data not provided | Data not provided | Data not provided | Data not provided | Data not provided | Data not provided | Data not provided | Data not provided |  | Influent | 2.81 | 6.48 | mg/L | 25 | °C | Data not provided | N/A | Data not provided | N/A | 490.9 | mV | 2267 | µS/cm | None | N/A | Data not provided | Data not provided | Data not provided | Data not provided | Data not provided | Data not provided | Data not provided | Data not provided | Data not provided | Data not provided | The Chitorem/BCR3 treatment provided the best overall treatment performance for both metal removal and sustaining sulfate reducing conditions. | Data not provided | Chitorem is a proprietary material that contains calcium carbonate, protein, and chitin (crab shell). Also contains its own bacteria - material breaks down and produces carbonates (adds alkalinity). | The Chitorem substrate composition was modified by adding pea gravel to increase permeability. | Data not provided
Final Danny T Adit Treatability Study Year 1 Technical Memorandum, Barker-Hughesville Mining District Superfund Site Cascade and Judith Basin Counties, Montana | BARKER HUGHESVILLE MINING DISTRICT | MT6122307485 | N/A | N/A | CHIT | Data not provided | Chitorem pre-treatment (CHIT) | Passive | Chitorem® | Pre-treatment | Danny T adit water | Y | Pre-treatment | Batteries used to run metering pump, slurry mixer, and timer switch | Remote central Montana, southeast of Great Falls/no constraints noted | Pilot | June - September 2013 | Chromium | Cr, dissolved | µg/L | N | N/A | 6 | 5 U–23 | (-) 283.3 - 58.3 | [9 empty] | Data not provided | Data not provided | Data not provided | Data not provided | Data not provided | Data not provided | Data not provided | Data not provided |  | Influent | 2.81–2.93 | 3.87–6.48 | mg/L | 15.19–25 | °C | Data not provided | N/A | Data not provided | N/A | 476.4–490.9 | mV | 1,332–2,267 | µS/cm | None | N/A | Data not provided | Data not provided | Data not provided | Data not provided | Data not provided | Data not provided | Data not provided | Data not provided | Data not provided | Data not provided | The Chitorem/BCR3 treatment provided the best overall treatment performance for both metal removal and sustaining sulfate reducing conditions. | Data not provided | Chitorem is a proprietary material that contains calcium carbonate, protein, and chitin (crab shell). Also contains its own bacteria - material breaks down and produces carbonates (adds alkalinity). | The Chitorem substrate composition was modified by adding pea gravel to increase permeability. The number of sampling dates was reduced, resulting in less info to determine long-term treatment effectiveness. | Total metals data set is limited to only two sampling events. | A range of values is shown to reflect multiple days with the same influent.
Final Danny T Adit Treatability Study Year 1 Technical Memorandum, Barker-Hughesville Mining District Superfund Site Cascade and Judith Basin Counties, Montana | BARKER HUGHESVILLE MINING DISTRICT | MT6122307485 | N/A | N/A | CHIT | Data not provided | Chitorem pre-treatment (CHIT) | Passive | Chitorem® | Pre-treatment | Danny T adit water | Y | Pre-treatment | Batteries used to run metering pump, slurry mixer, and timer switch | Remote central Montana, southeast of Great Falls/no constraints noted | Pilot | June - September 2013 | Chromium | Cr, total | µg/L | N | N/A |  |  |  | 5 U | 5 U | Not Applicable | [6 empty] | Data not provided | Data not provided | Data not provided | Data not provided | Data not provided | Data not provided | Data not provided | Data not provided |  | Influent | 2.85 | 2.41 | mg/L | 21.72 | °C | Data not provided | N/A | Data not provided | N/A | 382.6 | mV | 2404 | µS/cm | 27.1 | %DO | Data not provided | Data not provided | Data not provided | Data not provided | Data not provided | Data not provided | Data not provided | Data not provided | Data not provided | Data not provided | The Chitorem/BCR3 treatment provided the best overall treatment performance for both metal removal and sustaining sulfate reducing conditions. | Data not provided | Chitorem is a proprietary material that contains calcium carbonate, protein, and chitin (crab shell). Also contains its own bacteria - material breaks down and produces carbonates (adds alkalinity). | The Chitorem substrate composition was modified by adding pea gravel to increase permeability. | Data not provided | U = Under the detection limit.
Final Danny T Adit Treatability Study Year 1 Technical Memorandum, Barker-Hughesville Mining District Superfund Site Cascade and Judith Basin Counties, Montana | BARKER HUGHESVILLE MINING DISTRICT | MT6122307485 | N/A | N/A | CHIT | Data not provided | Chitorem pre-treatment (CHIT) | Passive | Chitorem® | Pre-treatment | Danny T adit water | Y | Pre-treatment | Batteries used to run metering pump, slurry mixer, and timer switch | Remote central Montana, southeast of Great Falls/no constraints noted | Pilot | June - September 2013 | Chromium | Cr, dissolved | µg/L | N | N/A |  |  |  | 5 U | 5 U | Not Applicable | [6 empty] | Data not provided | Data not provided | Data not provided | Data not provided | Data not provided | Data not provided | Data not provided | Data not provided |  | Influent | 2.72–2.94 | NA–3.92 | mg/L | 16.34–25.14 | °C | Data not provided | N/A | Data not provided | N/A | 382.6–492.7 | mV | 2,218–3,394 | µS/cm | 26–43.7 | %DO | Data not provided | Data not provided | Data not provided | Data not provided | Data not provided | Data not provided | Data not provided | Data not provided | Data not provided | Data not provided | The Chitorem/BCR3 treatment provided the best overall treatment performance for both metal removal and sustaining sulfate reducing conditions. | Data not provided | Chitorem is a proprietary material that contains calcium carbonate, protein, and chitin (crab shell). Also contains its own bacteria - material breaks down and produces carbonates (adds alkalinity). | The Chitorem substrate composition was modified by adding pea gravel to increase permeability. The number of sampling dates was reduced, resulting in less info to determine long-term treatment effectiveness. | Total metals data set is limited to only two sampling events. | U = Under the detection limit. A range of values is shown to reflect multiple days with the same influent value.
Final Danny T Adit Treatability Study Year 1 Technical Memorandum, Barker-Hughesville Mining District Superfund Site Cascade and Judith Basin Counties, Montana | BARKER HUGHESVILLE MINING DISTRICT | MT6122307485 | N/A | N/A | CHIT | Data not provided | Chitorem pre-treatment (CHIT) | Passive | Chitorem® | Pre-treatment | Danny T adit water | Y | Pre-treatment | Batteries used to run metering pump, slurry mixer, and timer switch | Remote central Montana, southeast of Great Falls/no constraints noted | Pilot | June - September 2013 | Chromium | Cr, total | µg/L | N | N/A | [6 empty] | 25 | 6 | -316.6667 |  |  |  | Data not provided | Data not provided | Data not provided | Data not provided | Data not provided | Data not provided | Data not provided | Data not provided |  | Effluent | 6.65 | 0.05 | mg/L | 21.52 | °C | Data not provided | N/A | Data not provided | N/A | -206.8 | mV | 60571 | µS/cm | None | N/A | Data not provided | Data not provided | Data not provided | Data not provided | Data not provided | Data not provided | Data not provided | Data not provided | Data not provided | Data not provided | The Chitorem/BCR3 treatment provided the best overall treatment performance for both metal removal and sustaining sulfate reducing conditions. | Data not provided | Chitorem is a proprietary material that contains calcium carbonate, protein, and chitin (crab shell). Also contains its own bacteria - material breaks down and produces carbonates (adds alkalinity). | The Chitorem substrate composition was modified by adding pea gravel to increase permeability. | Data not provided
Final Danny T Adit Treatability Study Year 1 Technical Memorandum, Barker-Hughesville Mining District Superfund Site Cascade and Judith Basin Counties, Montana | BARKER HUGHESVILLE MINING DISTRICT | MT6122307485 | N/A | N/A | CHIT | Data not provided | Chitorem pre-treatment (CHIT) | Passive | Chitorem® | Pre-treatment | Danny T adit water | Y | Pre-treatment | Batteries used to run metering pump, slurry mixer, and timer switch | Remote central Montana, southeast of Great Falls/no constraints noted | Pilot | June - September 2013 | Chromium | Cr, dissolved | µg/L | N | N/A | [6 empty] | 23 | 6 | -283.3333 |  |  |  | Data not provided | Data not provided | Data not provided | Data not provided | Data not provided | Data not provided | Data not provided | Data not provided |  | Effluent | 6.65 | 0.05 | mg/L | 21.52 | °C | Data not provided | N/A | Data not provided | N/A | -206.8 | mV | 60571 | µS/cm | None | N/A | Data not provided | Data not provided | Data not provided | Data not provided | Data not provided | Data not provided | Data not provided | Data not provided | Data not provided | Data not provided | The Chitorem/BCR3 treatment provided the best overall treatment performance for both metal removal and sustaining sulfate reducing conditions. | Data not provided | Chitorem is a proprietary material that contains calcium carbonate, protein, and chitin (crab shell). Also contains its own bacteria - material breaks down and produces carbonates (adds alkalinity). | The Chitorem substrate composition was modified by adding pea gravel to increase permeability. The number of sampling dates was reduced, resulting in less info to determine long-term treatment effectiveness. | Total metals data set is limited to only two sampling events.
Final Danny T Adit Treatability Study Year 1 Technical Memorandum, Barker-Hughesville Mining District Superfund Site Cascade and Judith Basin Counties, Montana | BARKER HUGHESVILLE MINING DISTRICT | MT6122307485 | N/A | N/A | CHIT | Data not provided | Chitorem pre-treatment (CHIT) | Passive | Chitorem® | Pre-treatment | Danny T adit water | Y | Pre-treatment | Batteries used to run metering pump, slurry mixer, and timer switch | Remote central Montana, southeast of Great Falls/no constraints noted | Pilot | June - September 2013 | Chromium | Cr, total | µg/L | N | N/A | [9 empty] | 5 U | 5 U | Not Applicable | Data not provided | Data not provided | Data not provided | Data not provided | Data not provided | Data not provided | Data not provided | Data not provided |  | Effluent | 6.07 | 3.08 | mg/L | 16.95 | °C | Data not provided | N/A | Data not provided | N/A | -184.7 | mV | 2941 | µS/cm | 31.9 | %DO | Data not provided | Data not provided | Data not provided | Data not provided | Data not provided | Data not provided | Data not provided | Data not provided | Data not provided | Data not provided | The Chitorem/BCR3 treatment provided the best overall treatment performance for both metal removal and sustaining sulfate reducing conditions. | Data not provided | Chitorem is a proprietary material that contains calcium carbonate, protein, and chitin (crab shell). Also contains its own bacteria - material breaks down and produces carbonates (adds alkalinity). | The Chitorem substrate composition was modified by adding pea gravel to increase permeability. | Data not provided | U = under the detection limit.
Final Danny T Adit Treatability Study Year 1 Technical Memorandum, Barker-Hughesville Mining District Superfund Site Cascade and Judith Basin Counties, Montana | BARKER HUGHESVILLE MINING DISTRICT | MT6122307485 | N/A | N/A | CHIT | Data not provided | Chitorem pre-treatment (CHIT) | Passive | Chitorem® | Pre-treatment | Danny T adit water | Y | Pre-treatment | Batteries used to run metering pump, slurry mixer, and timer switch | Remote central Montana, southeast of Great Falls/no constraints noted | Pilot | June - September 2013 | Chromium | Cr, dissolved | µg/L | N | N/A | [9 empty] | 5 U | 5 U–6 | Not Applicable | Data not provided | Data not provided | Data not provided | Data not provided | Data not provided | Data not provided | Data not provided | Data not provided |  | Effluent | 6.07–6.83 | 0.25–3.94 | mg/L | 13.52–21.12 | °C | Data not provided | N/A | Data not provided | N/A | (-)249.8–(-)57.3 | mV | 2,941–8,956 | µS/cm | NA–46.4 | %DO | Data not provided | Data not provided | Data not provided | Data not provided | Data not provided | Data not provided | Data not provided | Data not provided | Data not provided | Data not provided | The Chitorem/BCR3 treatment provided the best overall treatment performance for both metal removal and sustaining sulfate reducing conditions. | Data not provided | Chitorem is a proprietary material that contains calcium carbonate, protein, and chitin (crab shell). Also contains its own bacteria - material breaks down and produces carbonates (adds alkalinity). | The Chitorem substrate composition was modified by adding pea gravel to increase permeability. The number of sampling dates was reduced, resulting in less info to determine long-term treatment effectiveness. | Total metals data set is limited to only two sampling events. | U = under the detection limit. A range of values is shown to reflect multiple days with effluent under the detection limit.
Final Danny T Adit Treatability Study Year 1 Technical Memorandum, Barker-Hughesville Mining District Superfund Site Cascade and Judith Basin Counties, Montana | BARKER HUGHESVILLE MINING DISTRICT | MT6122307485 | N/A | N/A | MGOH | Data not provided | Alkaline Addition pre-treatment - Mg(OH)2 | Passive | Magnesium hydroxide Mg(OH)2 | Pre-treatment | Danny T adit water | Y | Pre-treatment | Batteries used to run metering pump, slurry mixer, and timer switch | Remote central Montana, southeast of Great Falls/no constraints noted | Pilot | June - September 2013 | Chromium | Cr, total | µg/L | N | N/A | 6 | 5 U | 58.3333 | [9 empty] | Data not provided | Data not provided | Data not provided | Data not provided | Data not provided | Data not provided | Data not provided | Data not provided |  | Influent | 2.81 | 6.48 | mg/L | 25 | °C | Data not provided | N/A | Data not provided | N/A | 490.9 | mV | 2267 | µS/cm | None | N/A | Data not provided | Data not provided | Data not provided | Data not provided | Data not provided | Data not provided | Data not provided | Data not provided | Data not provided | Data not provided | Data not provided | Data not provided | Alkaline addition using a magnesium hydroxide (Mg(OH)2) solution. | Data not provided | Data not provided | U = under the detection limit.
Final Danny T Adit Treatability Study Year 1 Technical Memorandum, Barker-Hughesville Mining District Superfund Site Cascade and Judith Basin Counties, Montana | BARKER HUGHESVILLE MINING DISTRICT | MT6122307485 | N/A | N/A | MGOH | Data not provided | Alkaline Addition pre-treatment - Mg(OH)2 | Passive | Magnesium hydroxide Mg(OH)2 | Pre-treatment | Danny T adit water | Y | Pre-treatment | Batteries used to run metering pump, slurry mixer, and timer switch | Remote central Montana, southeast of Great Falls/no constraints noted | Pilot | June - September 2013 | Chromium | Cr, dissolved | µg/L | N | N/A | 6 | 5 U | 58.3333 | [9 empty] | Data not provided | Data not provided | Data not provided | Data not provided | Data not provided | Data not provided | Data not provided | Data not provided |  | Influent | 2.81–2.93 | 3.87–6.48 | mg/L | 15.19–25 | °C | Data not provided | N/A | Data not provided | N/A | 476.4–490.9 | mV | 1,332–2,267 | µS/cm | None | N/A | Data not provided | Data not provided | Data not provided | Data not provided | Data not provided | Data not provided | Data not provided | Data not provided | Data not provided | Data not provided | Data not provided | Data not provided | Alkaline addition using a magnesium hydroxide (Mg(OH)2) solution. | The number of sampling dates was reduced, resulting in less info to determine long-term treatment effectiveness. | Total metals data set is limited to only two sampling events. | U = under the detection limit. A range of values is shown to reflect multiple days with the same influent value.
Final Danny T Adit Treatability Study Year 1 Technical Memorandum, Barker-Hughesville Mining District Superfund Site Cascade and Judith Basin Counties, Montana | BARKER HUGHESVILLE MINING DISTRICT | MT6122307485 | N/A | N/A | MGOH | Data not provided | Alkaline Addition pre-treatment - Mg(OH)2 | Passive | Magnesium hydroxide Mg(OH)2 | Pre-treatment | Danny T adit water | Y | Pre-treatment | Batteries used to run metering pump, slurry mixer, and timer switch | Remote central Montana, southeast of Great Falls/no constraints noted | Pilot | June - September 2013 | Chromium | Cr, total | µg/L | N | N/A |  |  |  | 5 U | 5 U | Not Applicable | [6 empty] | Data not provided | Data not provided | Data not provided | Data not provided | Data not provided | Data not provided | Data not provided | Data not provided |  | Influent | 2.85 | 2.41 | mg/L | 21.72 | °C | Data not provided | N/A | Data not provided | N/A | 382.6 | mV | 2404 | µS/cm | 27.1 | %DO | Data not provided | Data not provided | Data not provided | Data not provided | Data not provided | Data not provided | Data not provided | Data not provided | Data not provided | Data not provided | Data not provided | Data not provided | Alkaline addition using a magnesium hydroxide (Mg(OH)2) solution. | Data not provided | All effluent values below the detection limit | U = Under the detection limit.
Final Danny T Adit Treatability Study Year 1 Technical Memorandum, Barker-Hughesville Mining District Superfund Site Cascade and Judith Basin Counties, Montana | BARKER HUGHESVILLE MINING DISTRICT | MT6122307485 | N/A | N/A | MGOH | Data not provided | Alkaline Addition pre-treatment - Mg(OH)2 | Passive | Magnesium hydroxide Mg(OH)2 | Pre-treatment | Danny T adit water | Y | Pre-treatment | Batteries used to run metering pump, slurry mixer, and timer switch | Remote central Montana, southeast of Great Falls/no constraints noted | Pilot | June - September 2013 | Chromium | Cr, dissolved | µg/L | N | N/A |  |  |  | 5 U | 5 U | Not Applicable | [6 empty] | Data not provided | Data not provided | Data not provided | Data not provided | Data not provided | Data not provided | Data not provided | Data not provided |  | Influent | 2.72–2.94 | NA–3.92 | mg/L | 16.34–25.14 | °C | Data not provided | N/A | Data not provided | N/A | 382.6–492.7 | mV | 2,218–3,394 | µS/cm | 26–43.7 | %DO | Data not provided | Data not provided | Data not provided | Data not provided | Data not provided | Data not provided | Data not provided | Data not provided | Data not provided | Data not provided | Data not provided | Data not provided | Alkaline addition using a magnesium hydroxide (Mg(OH)2) solution. | The number of sampling dates was reduced, resulting in less info to determine long-term treatment effectiveness. | Total metals data set is limited to only two sampling events. All effluent values below the detection limit | U = Under the detection limit. A range of values is shown to reflect multiple days with the same influent value.
Final Danny T Adit Treatability Study Year 1 Technical Memorandum, Barker-Hughesville Mining District Superfund Site Cascade and Judith Basin Counties, Montana | BARKER HUGHESVILLE MINING DISTRICT | MT6122307485 | N/A | N/A | MGOH | Data not provided | Alkaline Addition pre-treatment - Mg(OH)2 | Passive | Magnesium hydroxide Mg(OH)2 | Pre-treatment | Danny T adit water | Y | Pre-treatment | Batteries used to run metering pump, slurry mixer, and timer switch | Remote central Montana, southeast of Great Falls/no constraints noted | Pilot | June - September 2013 | Chromium | Cr, total | µg/L | N | N/A | [6 empty] | 5 U | 5 U–6 | Not Applicable |  |  |  | Data not provided | Data not provided | Data not provided | Data not provided | Data not provided | Data not provided | Data not provided | Data not provided |  | Effluent | 5.54–5.94 | 3.17–3.95 | mg/L | 17.66–19.28 | °C | Data not provided | N/A | Data not provided | N/A | (-)15.6–114.1 | mV | 1,995–2,058 | µS/cm | NA–33.9 | %DO | Data not provided | Data not provided | Data not provided | Data not provided | Data not provided | Data not provided | Data not provided | Data not provided | Data not provided | Data not provided | Data not provided | Data not provided | Alkaline addition using a magnesium hydroxide (Mg(OH)2) solution. | Data not provided | All effluent values below the detection limit | U = Under the detection limit. A range of values is shown to reflect multiple days with the same influent value.
Final Danny T Adit Treatability Study Year 1 Technical Memorandum, Barker-Hughesville Mining District Superfund Site Cascade and Judith Basin Counties, Montana | BARKER HUGHESVILLE MINING DISTRICT | MT6122307485 | N/A | N/A | MGOH | Data not provided | Alkaline Addition pre-treatment - Mg(OH)2 | Passive | Magnesium hydroxide Mg(OH)2 | Pre-treatment | Danny T adit water | Y | Pre-treatment | Batteries used to run metering pump, slurry mixer, and timer switch | Remote central Montana, southeast of Great Falls/no constraints noted | Pilot | June - September 2013 | Chromium | Cr, dissolved | µg/L | N | N/A | [6 empty] | 5 U | 5 U–6 | Not Applicable |  |  |  | Data not provided | Data not provided | Data not provided | Data not provided | Data not provided | Data not provided | Data not provided | Data not provided |  | Effluent | 3.05–5.94 | 2.48–3.95 | mg/L | 13.16–20.33 | °C | Data not provided | N/A | Data not provided | N/A | (-)15.6–425 | mV | 1,930–3,022 | µS/cm | NA–74 | %DO | Data not provided | Data not provided | Data not provided | Data not provided | Data not provided | Data not provided | Data not provided | Data not provided | Data not provided | Data not provided | Data not provided | Data not provided | Alkaline addition using a magnesium hydroxide (Mg(OH)2) solution. | The number of sampling dates was reduced, resulting in less info to determine long-term treatment effectiveness. | Total metals data set is limited to only two sampling events. All effluent values below the detection limit | U = Under the detection limit. A range of values is shown to reflect multiple days with the same influent value.
Final Danny T Adit Treatability Study Year 1 Technical Memorandum, Barker-Hughesville Mining District Superfund Site Cascade and Judith Basin Counties, Montana | BARKER HUGHESVILLE MINING DISTRICT | MT6122307485 | N/A | N/A | MGOH | Data not provided | Alkaline Addition pre-treatment - Mg(OH)2 | Passive | Magnesium hydroxide Mg(OH)2 | Pre-treatment | Danny T adit water | Y | Pre-treatment | Batteries used to run metering pump, slurry mixer, and timer switch | Remote central Montana, southeast of Great Falls/no constraints noted | Pilot | June - September 2013 | Chromium | Cr, total | µg/L | N | N/A | [9 empty] | 5 U | 5 U–6 | Not Applicable | Data not provided | Data not provided | Data not provided | Data not provided | Data not provided | Data not provided | Data not provided | Data not provided |  | Effluent | 5.54–5.94 | 3.17–3.95 | mg/L | 17.66–19.28 | °C | Data not provided | N/A | Data not provided | N/A | (-)15.6–114.1 | mV | 1,995–2,058 | µS/cm | NA–33.9 | %DO | Data not provided | Data not provided | Data not provided | Data not provided | Data not provided | Data not provided | Data not provided | Data not provided | Data not provided | Data not provided | Data not provided | Data not provided | Alkaline addition using a magnesium hydroxide (Mg(OH)2) solution. | Data not provided | All effluent values below the detection limit | U = Under the detection limit. A range of values is shown to reflect multiple days with the same influent value.
Final Danny T Adit Treatability Study Year 1 Technical Memorandum, Barker-Hughesville Mining District Superfund Site Cascade and Judith Basin Counties, Montana | BARKER HUGHESVILLE MINING DISTRICT | MT6122307485 | N/A | N/A | MGOH | Data not provided | Alkaline Addition pre-treatment - Mg(OH)2 | Passive | Magnesium hydroxide Mg(OH)2 | Pre-treatment | Danny T adit water | Y | Pre-treatment | Batteries used to run metering pump, slurry mixer, and timer switch | Remote central Montana, southeast of Great Falls/no constraints noted | Pilot | June - September 2013 | Chromium | Cr, dissolved | µg/L | N | N/A | [9 empty] | 5 U | 5 U–6 | Not Applicable | Data not provided | Data not provided | Data not provided | Data not provided | Data not provided | Data not provided | Data not provided | Data not provided |  | Effluent | 3.05–5.94 | 2.48–3.95 | mg/L | 13.16–20.33 | °C | Data not provided | N/A | Data not provided | N/A | (-)15.6–425 | mV | 1,930–3,022 | µS/cm | NA–74 | %DO | Data not provided | Data not provided | Data not provided | Data not provided | Data not provided | Data not provided | Data not provided | Data not provided | Data not provided | Data not provided | Data not provided | Data not provided | Alkaline addition using a magnesium hydroxide (Mg(OH)2) solution. | The number of sampling dates was reduced, resulting in less info to determine long-term treatment effectiveness. | Total metals data set is limited to only two sampling events. All effluent values below the detection limit | U = Under the detection limit. A range of values is shown to reflect multiple days with the same influent value.
Final Danny T Adit Treatability Study Year 1 Technical Memorandum, Barker-Hughesville Mining District Superfund Site Cascade and Judith Basin Counties, Montana | BARKER HUGHESVILLE MINING DISTRICT | MT6122307485 | N/A | N/A | SAPS | Data not provided | Successive alkalinity producing system (SAPS) pre-treatment | Passive | Successive alkalinity producing system (SAPS) | Pre-treatment | Danny T adit water | Y | Pre-treatment | Batteries used to run metering pump, slurry mixer, and timer switch | Remote central Montana, southeast of Great Falls/no constraints noted | Pilot | June - September 2013 | Chromium | Cr, total | µg/L | N | N/A | 6 | 5 U | 58.3333 | [9 empty] | Data not provided | Data not provided | Data not provided | Data not provided | Data not provided | Data not provided | Data not provided | Data not provided |  | Influent | 2.81 | 6.48 | mg/L | 25 | °C | Data not provided | N/A | Data not provided | N/A | 490.9 | mV | 2267 | µS/cm | None | N/A | Data not provided | Data not provided | Data not provided | Data not provided | Data not provided | Data not provided | Data not provided | Data not provided | Data not provided | Data not provided | Data not provided | Data not provided | Pre-treatment substrate of limestone gravel overlain by a manure and compost layer. | Data not provided | Data not provided | U = under the detection limit.
Final Danny T Adit Treatability Study Year 1 Technical Memorandum, Barker-Hughesville Mining District Superfund Site Cascade and Judith Basin Counties, Montana | BARKER HUGHESVILLE MINING DISTRICT | MT6122307485 | N/A | N/A | SAPS | Data not provided | Successive alkalinity producing system (SAPS) pre-treatment | Passive | Successive alkalinity producing system (SAPS) | Pre-treatment | Danny T adit water | Y | Pre-treatment | Batteries used to run metering pump, slurry mixer, and timer switch | Remote central Montana, southeast of Great Falls/no constraints noted | Pilot | June - September 2013 | Chromium | Cr, dissolved | µg/L | N | N/A | 6 | 5 U | 58.3333 | [9 empty] | Data not provided | Data not provided | Data not provided | Data not provided | Data not provided | Data not provided | Data not provided | Data not provided |  | Influent | 2.81–2.93 | 3.87–6.48 | mg/L | 15.19–25 | °C | Data not provided | N/A | Data not provided | N/A | 476.4–490.9 | mV | 1,332–2,267 | µS/cm | None | N/A | Data not provided | Data not provided | Data not provided | Data not provided | Data not provided | Data not provided | Data not provided | Data not provided | Data not provided | Data not provided | Data not provided | Data not provided | Pre-treatment substrate of limestone gravel overlain by a manure and compost layer. | The number of sampling dates was reduced, resulting in less info to determine long-term treatment effectiveness. | Total metals data set is limited to only two sampling events. | U = under the detection limit. A range of values is presented to reflect multiple days with the same observation.
Final Danny T Adit Treatability Study Year 1 Technical Memorandum, Barker-Hughesville Mining District Superfund Site Cascade and Judith Basin Counties, Montana | BARKER HUGHESVILLE MINING DISTRICT | MT6122307485 | N/A | N/A | SAPS | Data not provided | Successive alkalinity producing system (SAPS) pre-treatment | Passive | Successive alkalinity producing system (SAPS) | Pre-treatment | Danny T adit water | Y | Pre-treatment | Batteries used to run metering pump, slurry mixer, and timer switch | Remote central Montana, southeast of Great Falls/no constraints noted | Pilot | June - September 2013 | Chromium | Cr, total | µg/L | N | N/A |  |  |  | 5 U | 82 | Not Applicable | [6 empty] | Data not provided | Data not provided | Data not provided | Data not provided | Data not provided | Data not provided | Data not provided | Data not provided |  | Influent | 2.85 | 2.41 | mg/L | 21.72 | °C | Data not provided | N/A | Data not provided | N/A | 382.6 | mV | 2404 | µS/cm | 27.1 | %DO | Data not provided | Data not provided | Data not provided | Data not provided | Data not provided | Data not provided | Data not provided | Data not provided | Data not provided | Data not provided | Data not provided | Data not provided | Pre-treatment substrate of limestone gravel overlain by a manure and compost layer. | Data not provided | Data not provided | U = under the detection limit.
Final Danny T Adit Treatability Study Year 1 Technical Memorandum, Barker-Hughesville Mining District Superfund Site Cascade and Judith Basin Counties, Montana | BARKER HUGHESVILLE MINING DISTRICT | MT6122307485 | N/A | N/A | SAPS | Data not provided | Successive alkalinity producing system (SAPS) pre-treatment | Passive | Successive alkalinity producing system (SAPS) | Pre-treatment | Danny T adit water | Y | Pre-treatment | Batteries used to run metering pump, slurry mixer, and timer switch | Remote central Montana, southeast of Great Falls/no constraints noted | Pilot | June - September 2013 | Chromium | Cr, dissolved | µg/L | N | N/A |  |  |  | 5 U | 5 U–6 | Not Applicable | [6 empty] | Data not provided | Data not provided | Data not provided | Data not provided | Data not provided | Data not provided | Data not provided | Data not provided |  | Influent | 2.72–2.94 | NA–3.92 | mg/L | 16.34–25.14 | °C | Data not provided | N/A | Data not provided | N/A | 382.6–492.7 | mV | 2,218–3,394 | µS/cm | 26–43.7 | %DO | Data not provided | Data not provided | Data not provided | Data not provided | Data not provided | Data not provided | Data not provided | Data not provided | Data not provided | Data not provided | Data not provided | Data not provided | Pre-treatment substrate of limestone gravel overlain by a manure and compost layer. | The number of sampling dates was reduced, resulting in less info to determine long-term treatment effectiveness. | Total metals data set is limited to only two sampling events. | U = Under the detection limit. A range of values is shown to reflect multiple days with the same influent value.
Final Danny T Adit Treatability Study Year 1 Technical Memorandum, Barker-Hughesville Mining District Superfund Site Cascade and Judith Basin Counties, Montana | BARKER HUGHESVILLE MINING DISTRICT | MT6122307485 | N/A | N/A | SAPS | Data not provided | Successive alkalinity producing system (SAPS) pre-treatment | Passive | Successive alkalinity producing system (SAPS) | Pre-treatment | Danny T adit water | Y | Pre-treatment | Batteries used to run metering pump, slurry mixer, and timer switch | Remote central Montana, southeast of Great Falls/no constraints noted | Pilot | June - September 2013 | Chromium | Cr, total | µg/L | N | N/A | [6 empty] | 82 | 5 U | Not Applicable |  |  |  | Data not provided | Data not provided | Data not provided | Data not provided | Data not provided | Data not provided | Data not provided | Data not provided |  | Effluent | 5.22 | 1.58 | mg/L | 17.74 | °C | Data not provided | N/A | Data not provided | N/A | 132.8 | mV | 2091 | µS/cm | 15.8 | %DO | Data not provided | Data not provided | Data not provided | Data not provided | Data not provided | Data not provided | Data not provided | Data not provided | Data not provided | Data not provided | Data not provided | Data not provided | Pre-treatment substrate of limestone gravel overlain by a manure and compost layer. | Data not provided | Data not provided | U = under the detection limit.
Final Danny T Adit Treatability Study Year 1 Technical Memorandum, Barker-Hughesville Mining District Superfund Site Cascade and Judith Basin Counties, Montana | BARKER HUGHESVILLE MINING DISTRICT | MT6122307485 | N/A | N/A | SAPS | Data not provided | Successive alkalinity producing system (SAPS) pre-treatment | Passive | Successive alkalinity producing system (SAPS) | Pre-treatment | Danny T adit water | Y | Pre-treatment | Batteries used to run metering pump, slurry mixer, and timer switch | Remote central Montana, southeast of Great Falls/no constraints noted | Pilot | June - September 2013 | Chromium | Cr, dissolved | µg/L | N | N/A | [6 empty] | 6 | 5 U | Not Applicable |  |  |  | Data not provided | Data not provided | Data not provided | Data not provided | Data not provided | Data not provided | Data not provided | Data not provided |  | Effluent | 5.54 | 4.14 | mg/L | 17.27 | °C | Data not provided | N/A | Data not provided | N/A | 135.2 | mV | 3011 | µS/cm | 42.6 | %DO | Data not provided | Data not provided | Data not provided | Data not provided | Data not provided | Data not provided | Data not provided | Data not provided | Data not provided | Data not provided | Data not provided | Data not provided | Pre-treatment substrate of limestone gravel overlain by a manure and compost layer. | The number of sampling dates was reduced, resulting in less info to determine long-term treatment effectiveness. | Total metals data set is limited to only two sampling events. | U = under the detection limit.
Final Danny T Adit Treatability Study Year 1 Technical Memorandum, Barker-Hughesville Mining District Superfund Site Cascade and Judith Basin Counties, Montana | BARKER HUGHESVILLE MINING DISTRICT | MT6122307485 | N/A | N/A | SAPS | Data not provided | Successive alkalinity producing system (SAPS) pre-treatment | Passive | Successive alkalinity producing system (SAPS) | Pre-treatment | Danny T adit water | Y | Pre-treatment | Batteries used to run metering pump, slurry mixer, and timer switch | Remote central Montana, southeast of Great Falls/no constraints noted | Pilot | June - September 2013 | Chromium | Cr, total | µg/L | N | N/A | [9 empty] | 5 U | 6 | 58.3333 | Data not provided | Data not provided | Data not provided | Data not provided | Data not provided | Data not provided | Data not provided | Data not provided |  | Effluent | 6.38 | 0.09 | mg/L | 21.97 | °C | Data not provided | N/A | Data not provided | N/A | 114.3 | mV | 2232 | µS/cm | None | N/A | Data not provided | Data not provided | Data not provided | Data not provided | Data not provided | Data not provided | Data not provided | Data not provided | Data not provided | Data not provided | Data not provided | Data not provided | Pre-treatment substrate of limestone gravel overlain by a manure and compost layer. | Data not provided | Data not provided | U = under the detection limit.
Final Danny T Adit Treatability Study Year 1 Technical Memorandum, Barker-Hughesville Mining District Superfund Site Cascade and Judith Basin Counties, Montana | BARKER HUGHESVILLE MINING DISTRICT | MT6122307485 | N/A | N/A | SAPS | Data not provided | Successive alkalinity producing system (SAPS) pre-treatment | Passive | Successive alkalinity producing system (SAPS) | Pre-treatment | Danny T adit water | Y | Pre-treatment | Batteries used to run metering pump, slurry mixer, and timer switch | Remote central Montana, southeast of Great Falls/no constraints noted | Pilot | June - September 2013 | Chromium | Cr, dissolved | µg/L | N | N/A | [9 empty] | 5 U | 5 U–6 | Not Applicable | Data not provided | Data not provided | Data not provided | Data not provided | Data not provided | Data not provided | Data not provided | Data not provided |  | Effluent | 5.11–6.38 | 0.09–2.73 | mg/L | 13.38–21.97 | °C | Data not provided | N/A | Data not provided | N/A | (-)157.6–178.3 | mV | 1,996–2,434 | µS/cm | NA–30 | %DO | Data not provided | Data not provided | Data not provided | Data not provided | Data not provided | Data not provided | Data not provided | Data not provided | Data not provided | Data not provided | Data not provided | Data not provided | Pre-treatment substrate of limestone gravel overlain by a manure and compost layer. | The number of sampling dates was reduced, resulting in less info to determine long-term treatment effectiveness. | Total metals data set is limited to only two sampling events. | U = under the detection limit. A range of values is shown to reflect multiple days with the same effluent value.
Final Danny T Adit Treatability Study Year 1 Technical Memorandum, Barker-Hughesville Mining District Superfund Site Cascade and Judith Basin Counties, Montana | BARKER HUGHESVILLE MINING DISTRICT | MT6122307485 | N/A | N/A | BCR1 | Data not provided | Biochemical reactor (BCR) without pre-treatment (BCR1) | Passive | Biochemical reactor (BCR) | No pre-treatment | Danny T adit water | N | BCR without pre-treatment | Batteries used to run metering pump, slurry mixer, and timer switch | Remote central Montana, southeast of Great Falls/no constraints noted | Pilot | June - September 2013 | Copper | Cu, total | µg/L | N | N/A | 2040 | 191 | 90.6373 | [9 empty] | Data not provided | Data not provided | Data not provided | Data not provided | Data not provided | Data not provided | Data not provided | Data not provided |  | Influent | 2.81 | 6.48 | mg/L | 25 | °C | Data not provided | N/A | Data not provided | N/A | 490.9 | mV | 2267 | µS/cm | None | N/A | Data not provided | Data not provided | Data not provided | Data not provided | Data not provided | Data not provided | Data not provided | Data not provided | Data not provided | Data not provided | Results support the need for pretreatment of high acidity MIW ahead of the BCR. | Data not provided | Substrate: sawdust, wood chips, compost, dairy manure and limestone chips. BCR substrate composition was modified due to a shortage of available manure and limestone. The shortage of manure and limestone may have had a negative impact on treatment effectiveness in the BCRs. | Data not provided | Data not provided
Final Danny T Adit Treatability Study Year 1 Technical Memorandum, Barker-Hughesville Mining District Superfund Site Cascade and Judith Basin Counties, Montana | BARKER HUGHESVILLE MINING DISTRICT | MT6122307485 | N/A | N/A | BCR1 | Data not provided | Biochemical reactor (BCR) without pre-treatment (BCR1) | Passive | Biochemical reactor (BCR) | No pre-treatment | Danny T adit water | N | BCR without pre-treatment | Batteries used to run metering pump, slurry mixer, and timer switch | Remote central Montana, southeast of Great Falls/no constraints noted | Pilot | June - September 2013 | Copper | Cu, dissolved | µg/L | N | N/A | 2160 | 6 | 99.7222 | [9 empty] | Data not provided | Data not provided | Data not provided | Data not provided | Data not provided | Data not provided | Data not provided | Data not provided | > 99% | Influent | 2.81 | 6.48 | mg/L | 25 | °C | Data not provided | N/A | Data not provided | N/A | 490.9 | mV | 2267 | µS/cm | None | N/A | Data not provided | Data not provided | Data not provided | Data not provided | Data not provided | Data not provided | Y | Acute and chronic ambient water quality standards | Data not provided | Data not provided | Results support the need for pretreatment of high acidity MIW ahead of the BCR. | Data not provided | Substrate: sawdust, wood chips, compost, dairy manure and limestone chips. BCR substrate composition was modified due to a shortage of available manure and limestone. The shortage of manure and limestone may have had a negative impact on treatment effectiveness in the BCRs. | Consistent dissolved Cu reductions for BCR 1. The number of sampling dates was reduced, resulting in less info to determine long-term treatment effectiveness. | Total metals data set is limited to only two sampling events.
Final Danny T Adit Treatability Study Year 1 Technical Memorandum, Barker-Hughesville Mining District Superfund Site Cascade and Judith Basin Counties, Montana | BARKER HUGHESVILLE MINING DISTRICT | MT6122307485 | N/A | N/A | BCR1 | Data not provided | Biochemical reactor (BCR) without pre-treatment (BCR1) | Passive | Biochemical reactor (BCR) | No pre-treatment | Danny T adit water | N | BCR without pre-treatment | Batteries used to run metering pump, slurry mixer, and timer switch | Remote central Montana, southeast of Great Falls/no constraints noted | Pilot | June - September 2013 | Copper | Cu, total | µg/L | N | N/A |  |  |  | 1180 | 5 U | 99.7881 | [6 empty] | Data not provided | Data not provided | Data not provided | Data not provided | Data not provided | Data not provided | Data not provided | Data not provided |  | Influent | 2.85 | 2.41 | mg/L | 21.72 | °C | Data not provided | N/A | Data not provided | N/A | 382.6 | mV | 2404 | µS/cm | 27.1 | %DO | Data not provided | Data not provided | Data not provided | Data not provided | Data not provided | Data not provided | Data not provided | Data not provided | Data not provided | Data not provided | Results support the need for pretreatment of high acidity MIW ahead of the BCR. | Data not provided | Substrate: sawdust, wood chips, compost, dairy manure and limestone chips. BCR substrate composition was modified due to a shortage of available manure and limestone. The shortage of manure and limestone may have had a negative impact on treatment effectiveness in the BCRs. | Data not provided | Data not provided | U = under the detection limit.
Final Danny T Adit Treatability Study Year 1 Technical Memorandum, Barker-Hughesville Mining District Superfund Site Cascade and Judith Basin Counties, Montana | BARKER HUGHESVILLE MINING DISTRICT | MT6122307485 | N/A | N/A | BCR1 | Data not provided | Biochemical reactor (BCR) without pre-treatment (BCR1) | Passive | Biochemical reactor (BCR) | No pre-treatment | Danny T adit water | N | BCR without pre-treatment | Batteries used to run metering pump, slurry mixer, and timer switch | Remote central Montana, southeast of Great Falls/no constraints noted | Pilot | June - September 2013 | Copper | Cu, dissolved | µg/L | N | N/A |  |  |  | 924 | 5 U | 99.7294 | [6 empty] | Data not provided | Data not provided | Data not provided | Data not provided | Data not provided | Data not provided | Data not provided | Data not provided | > 99% | Influent | 2.8 | 2.19 | mg/L | 25.14 | °C | Data not provided | N/A | Data not provided | N/A | 492.7 | mV | 3394 | µS/cm | 26 | %DO | Data not provided | Data not provided | Data not provided | Data not provided | Data not provided | Data not provided | Y | Acute and chronic ambient water quality standards | Data not provided | Data not provided | Results support the need for pretreatment of high acidity MIW ahead of the BCR. | Data not provided | Substrate: sawdust, wood chips, compost, dairy manure and limestone chips. BCR substrate composition was modified due to a shortage of available manure and limestone. The shortage of manure and limestone may have had a negative impact on treatment effectiveness in the BCRs. | Consistent dissolved Cu reductions for BCR 1. The number of sampling dates was reduced, resulting in less info to determine long-term treatment effectiveness. | Total metals data set is limited to only two sampling events. | U = under the detection limit.
Final Danny T Adit Treatability Study Year 1 Technical Memorandum, Barker-Hughesville Mining District Superfund Site Cascade and Judith Basin Counties, Montana | BARKER HUGHESVILLE MINING DISTRICT | MT6122307485 | N/A | N/A | BCR1 | Data not provided | Biochemical reactor (BCR) without pre-treatment (BCR1) | Passive | Biochemical reactor (BCR) | No pre-treatment | Danny T adit water | N | BCR without pre-treatment | Batteries used to run metering pump, slurry mixer, and timer switch | Remote central Montana, southeast of Great Falls/no constraints noted | Pilot | June - September 2013 | Copper | Cu, total | µg/L | N | N/A | [6 empty] | 191 | 2040 | 90.6373 |  |  |  | Data not provided | Data not provided | Data not provided | Data not provided | Data not provided | Data not provided | Data not provided | Data not provided |  | Effluent | 6.07 | 0.02 | mg/L | 20.6 | °C | Data not provided | N/A | Data not provided | N/A | -163 | mV | 3505 | µS/cm | None | N/A | Data not provided | Data not provided | Data not provided | Data not provided | Data not provided | Data not provided | Data not provided | Data not provided | Data not provided | Data not provided | Results support the need for pretreatment of high acidity MIW ahead of the BCR. | Data not provided | Substrate: sawdust, wood chips, compost, dairy manure and limestone chips. BCR substrate composition was modified due to a shortage of available manure and limestone. The shortage of manure and limestone may have had a negative impact on treatment effectiveness in the BCRs. | Data not provided | Data not provided
Final Danny T Adit Treatability Study Year 1 Technical Memorandum, Barker-Hughesville Mining District Superfund Site Cascade and Judith Basin Counties, Montana | BARKER HUGHESVILLE MINING DISTRICT | MT6122307485 | N/A | N/A | BCR1 | Data not provided | Biochemical reactor (BCR) without pre-treatment (BCR1) | Passive | Biochemical reactor (BCR) | No pre-treatment | Danny T adit water | N | BCR without pre-treatment | Batteries used to run metering pump, slurry mixer, and timer switch | Remote central Montana, southeast of Great Falls/no constraints noted | Pilot | June - September 2013 | Copper | Cu, dissolved | µg/L | N | N/A | [6 empty] | 6 | 2160 | 99.7222 |  |  |  | Data not provided | Data not provided | Data not provided | Data not provided | Data not provided | Data not provided | Data not provided | Data not provided | > 99% | Effluent | 6.07 | 0.02 | mg/L | 20.6 | °C | Data not provided | N/A | Data not provided | N/A | -163 | mV | 3505 | µS/cm | None | N/A | Data not provided | Data not provided | Data not provided | Data not provided | Data not provided | Data not provided | Y | Acute and chronic ambient water quality standards | Data not provided | Data not provided | Results support the need for pretreatment of high acidity MIW ahead of the BCR. | Data not provided | Substrate: sawdust, wood chips, compost, dairy manure and limestone chips. BCR substrate composition was modified due to a shortage of available manure and limestone. The shortage of manure and limestone may have had a negative impact on treatment effectiveness in the BCRs. | Consistent dissolved Cu reductions for BCR 1. The number of sampling dates was reduced, resulting in less info to determine long-term treatment effectiveness. | Total metals data set is limited to only two sampling events.
Final Danny T Adit Treatability Study Year 1 Technical Memorandum, Barker-Hughesville Mining District Superfund Site Cascade and Judith Basin Counties, Montana | BARKER HUGHESVILLE MINING DISTRICT | MT6122307485 | N/A | N/A | BCR1 | Data not provided | Biochemical reactor (BCR) without pre-treatment (BCR1) | Passive | Biochemical reactor (BCR) | No pre-treatment | Danny T adit water | N | BCR without pre-treatment | Batteries used to run metering pump, slurry mixer, and timer switch | Remote central Montana, southeast of Great Falls/no constraints noted | Pilot | June - September 2013 | Copper | Cu, total | µg/L | N | N/A | [9 empty] | 5 U | 1180 | 99.7881 | Data not provided | Data not provided | Data not provided | Data not provided | Data not provided | Data not provided | Data not provided | Data not provided |  | Effluent | 5.91 | 1.5 | mg/L | 17.95 | °C | Data not provided | N/A | Data not provided | N/A | -46.6 | mV | 2190 | µS/cm | 15.9 | %DO | Data not provided | Data not provided | Data not provided | Data not provided | Data not provided | Data not provided | Data not provided | Data not provided | Data not provided | Data not provided | Results support the need for pretreatment of high acidity MIW ahead of the BCR. | Data not provided | Substrate: sawdust, wood chips, compost, dairy manure and limestone chips. BCR substrate composition was modified due to a shortage of available manure and limestone. The shortage of manure and limestone may have had a negative impact on treatment effectiveness in the BCRs. | Data not provided | Data not provided | U = under the detection limit.
Final Danny T Adit Treatability Study Year 1 Technical Memorandum, Barker-Hughesville Mining District Superfund Site Cascade and Judith Basin Counties, Montana | BARKER HUGHESVILLE MINING DISTRICT | MT6122307485 | N/A | N/A | BCR1 | Data not provided | Biochemical reactor (BCR) without pre-treatment (BCR1) | Passive | Biochemical reactor (BCR) | No pre-treatment | Danny T adit water | N | BCR without pre-treatment | Batteries used to run metering pump, slurry mixer, and timer switch | Remote central Montana, southeast of Great Falls/no constraints noted | Pilot | June - September 2013 | Copper | Cu, dissolved | µg/L | N | N/A | [9 empty] | 5 U | 924–1,940 | 99.7 - 99.9 | Data not provided | Data not provided | Data not provided | Data not provided | Data not provided | Data not provided | Data not provided | Data not provided | > 99% | Effluent | 5.6–6.14 | 0.57–2.31 | mg/L | 14.95–20.25 | °C | Data not provided | N/A | Data not provided | N/A | (-)76.8–77.2 | mV | 1,992–3,034 | µS/cm | NA–23 | %DO | Data not provided | Data not provided | Data not provided | Data not provided | Data not provided | Data not provided | Y | Acute and chronic ambient water quality standards | Data not provided | Data not provided | Results support the need for pretreatment of high acidity MIW ahead of the BCR. | Data not provided | Substrate: sawdust, wood chips, compost, dairy manure and limestone chips. BCR substrate composition was modified due to a shortage of available manure and limestone. The shortage of manure and limestone may have had a negative impact on treatment effectiveness in the BCRs. | Consistent dissolved Cu reductions for BCR 1. The number of sampling dates was reduced, resulting in less info to determine long-term treatment effectiveness. | Total metals data set is limited to only two sampling events. | U = under the detection limit. A range of values is shown to reflect multiple days with effluent below the detection limit.
Final Danny T Adit Treatability Study Year 1 Technical Memorandum, Barker-Hughesville Mining District Superfund Site Cascade and Judith Basin Counties, Montana | BARKER HUGHESVILLE MINING DISTRICT | MT6122307485 | N/A | N/A | BCR2 | Data not provided | Biochemical reactor (BCR) with SAPS pre-treatment (BCR2) | Passive | Biochemical reactor (BCR) | Pre-treatment | Danny T adit water | Y | BCR with pre-treatment | Batteries used to run metering pump, slurry mixer, and timer switch | Remote central Montana, southeast of Great Falls/no constraints noted | Pilot | June - September 2013 | Copper | Cu, total | µg/L | N | N/A | 2040 | 186 | 90.8824 | [9 empty] | Data not provided | Data not provided | Data not provided | Data not provided | Data not provided | Data not provided | Data not provided | Data not provided |  | Influent | 2.81 | 6.48 | mg/L | 25 | °C | Data not provided | N/A | Data not provided | N/A | 490.9 | mV | 2267 | µS/cm | None | N/A | Data not provided | Data not provided | Data not provided | Data not provided | Data not provided | Data not provided | Data not provided | Data not provided | Data not provided | Data not provided | Data not provided | Data not provided | Substrate: sawdust, wood chips, compost, dairy manure and limestone chips. BCR substrate composition was modified due to a shortage of available manure and limestone. The shortage of manure and limestone may have had a negative impact on treatment effectiveness in the BCRs. | Data not provided | Data not provided
Final Danny T Adit Treatability Study Year 1 Technical Memorandum, Barker-Hughesville Mining District Superfund Site Cascade and Judith Basin Counties, Montana | BARKER HUGHESVILLE MINING DISTRICT | MT6122307485 | N/A | N/A | BCR2 | Data not provided | Biochemical reactor (BCR) with SAPS pre-treatment (BCR2) | Passive | Biochemical reactor (BCR) | Pre-treatment | Danny T adit water | Y | BCR with pre-treatment | Batteries used to run metering pump, slurry mixer, and timer switch | Remote central Montana, southeast of Great Falls/no constraints noted | Pilot | June - September 2013 | Copper | Cu, dissolved | µg/L | N | N/A | 2160 | 5 | 99.7685 | [9 empty] | Data not provided | Data not provided | Data not provided | Data not provided | Data not provided | Data not provided | Data not provided | Data not provided | > 99% | Influent | 2.81 | 6.48 | mg/L | 25 | °C | Data not provided | N/A | Data not provided | N/A | 490.9 | mV | 2267 | µS/cm | None | N/A | Data not provided | Data not provided | Data not provided | Data not provided | Data not provided | Data not provided | Data not provided | Data not provided | Data not provided | Data not provided | Data not provided | Data not provided | Substrate: sawdust, wood chips, compost, dairy manure and limestone chips. BCR substrate composition was modified due to a shortage of available manure and limestone. The shortage of manure and limestone may have had a negative impact on treatment effectiveness in the BCRs. | Consistent dissolved Cu reductions for BCR 2. The number of sampling dates was reduced, resulting in less info to determine long-term treatment effectiveness. | Total metals data set is limited to only two sampling events.
Final Danny T Adit Treatability Study Year 1 Technical Memorandum, Barker-Hughesville Mining District Superfund Site Cascade and Judith Basin Counties, Montana | BARKER HUGHESVILLE MINING DISTRICT | MT6122307485 | N/A | N/A | BCR2 | Data not provided | Biochemical reactor (BCR) with SAPS pre-treatment (BCR2) | Passive | Biochemical reactor (BCR) | Pre-treatment | Danny T adit water | Y | BCR with pre-treatment | Batteries used to run metering pump, slurry mixer, and timer switch | Remote central Montana, southeast of Great Falls/no constraints noted | Pilot | June - September 2013 | Copper | Cu, total | µg/L | N | N/A |  |  |  | 1180 | 5 U | 99.7881 | [6 empty] | Data not provided | Data not provided | Data not provided | Data not provided | Data not provided | Data not provided | Data not provided | Data not provided |  | Influent | 2.85 | 2.41 | mg/L | 21.72 | °C | Data not provided | N/A | Data not provided | N/A | 382.6 | mV | 2404 | µS/cm | 27.1 | %DO | Data not provided | Data not provided | Data not provided | Data not provided | Data not provided | Data not provided | Data not provided | Data not provided | Data not provided | Data not provided | Data not provided | Data not provided | Substrate: sawdust, wood chips, compost, dairy manure and limestone chips. BCR substrate composition was modified due to a shortage of available manure and limestone. The shortage of manure and limestone may have had a negative impact on treatment effectiveness in the BCRs. | Data not provided | Data not provided | U = under the detection limit.
Final Danny T Adit Treatability Study Year 1 Technical Memorandum, Barker-Hughesville Mining District Superfund Site Cascade and Judith Basin Counties, Montana | BARKER HUGHESVILLE MINING DISTRICT | MT6122307485 | N/A | N/A | BCR2 | Data not provided | Biochemical reactor (BCR) with SAPS pre-treatment (BCR2) | Passive | Biochemical reactor (BCR) | Pre-treatment | Danny T adit water | Y | BCR with pre-treatment | Batteries used to run metering pump, slurry mixer, and timer switch | Remote central Montana, southeast of Great Falls/no constraints noted | Pilot | June - September 2013 | Copper | Cu, dissolved | µg/L | N | N/A |  |  |  | 924 | 5 U | 99.7294 | [6 empty] | Data not provided | Data not provided | Data not provided | Data not provided | Data not provided | Data not provided | Data not provided | Data not provided | > 99% | Influent | 2.8 | 2.19 | mg/L | 25.14 | °C | Data not provided | N/A | Data not provided | N/A | 492.7 | mV | 3394 | µS/cm | 26 | %DO | Data not provided | Data not provided | Data not provided | Data not provided | Data not provided | Data not provided | Data not provided | Data not provided | Data not provided | Data not provided | Data not provided | Data not provided | Substrate: sawdust, wood chips, compost, dairy manure and limestone chips. BCR substrate composition was modified due to a shortage of available manure and limestone. The shortage of manure and limestone may have had a negative impact on treatment effectiveness in the BCRs. | Consistent dissolved Cu reductions for BCR 2. The number of sampling dates was reduced, resulting in less info to determine long-term treatment effectiveness. | Total metals data set is limited to only two sampling events. | U = under the detection limit.
Final Danny T Adit Treatability Study Year 1 Technical Memorandum, Barker-Hughesville Mining District Superfund Site Cascade and Judith Basin Counties, Montana | BARKER HUGHESVILLE MINING DISTRICT | MT6122307485 | N/A | N/A | BCR2 | Data not provided | Biochemical reactor (BCR) with SAPS pre-treatment (BCR2) | Passive | Biochemical reactor (BCR) | Pre-treatment | Danny T adit water | Y | BCR with pre-treatment | Batteries used to run metering pump, slurry mixer, and timer switch | Remote central Montana, southeast of Great Falls/no constraints noted | Pilot | June - September 2013 | Copper | Cu, total | µg/L | N | N/A | [6 empty] | 186 | 2040 | 90.8824 |  |  |  | Data not provided | Data not provided | Data not provided | Data not provided | Data not provided | Data not provided | Data not provided | Data not provided |  | Effluent | 6.29 | 0.05 | mg/L | 20.2 | °C | Data not provided | N/A | Data not provided | N/A | -153.8 | mV | 4954 | µS/cm | None | N/A | Data not provided | Data not provided | Data not provided | Data not provided | Data not provided | Data not provided | Data not provided | Data not provided | Data not provided | Data not provided | Data not provided | Data not provided | Substrate: sawdust, wood chips, compost, dairy manure and limestone chips. BCR substrate composition was modified due to a shortage of available manure and limestone. The shortage of manure and limestone may have had a negative impact on treatment effectiveness in the BCRs. | Data not provided | Data not provided
Final Danny T Adit Treatability Study Year 1 Technical Memorandum, Barker-Hughesville Mining District Superfund Site Cascade and Judith Basin Counties, Montana | BARKER HUGHESVILLE MINING DISTRICT | MT6122307485 | N/A | N/A | BCR2 | Data not provided | Biochemical reactor (BCR) with SAPS pre-treatment (BCR2) | Passive | Biochemical reactor (BCR) | Pre-treatment | Danny T adit water | Y | BCR with pre-treatment | Batteries used to run metering pump, slurry mixer, and timer switch | Remote central Montana, southeast of Great Falls/no constraints noted | Pilot | June - September 2013 | Copper | Cu, dissolved | µg/L | N | N/A | [6 empty] | 5 | 2160 | 99.7685 |  |  |  | Data not provided | Data not provided | Data not provided | Data not provided | Data not provided | Data not provided | Data not provided | Data not provided | > 99% | Effluent | 6.29 | 0.05 | mg/L | 20.2 | °C | Data not provided | N/A | Data not provided | N/A | -153.8 | mV | 4954 | µS/cm | None | N/A | Data not provided | Data not provided | Data not provided | Data not provided | Data not provided | Data not provided | Data not provided | Data not provided | Data not provided | Data not provided | Data not provided | Data not provided | Substrate: sawdust, wood chips, compost, dairy manure and limestone chips. BCR substrate composition was modified due to a shortage of available manure and limestone. The shortage of manure and limestone may have had a negative impact on treatment effectiveness in the BCRs. | Consistent dissolved Cu reductions for BCR 2. The number of sampling dates was reduced, resulting in less info to determine long-term treatment effectiveness. | Total metals data set is limited to only two sampling events.
Final Danny T Adit Treatability Study Year 1 Technical Memorandum, Barker-Hughesville Mining District Superfund Site Cascade and Judith Basin Counties, Montana | BARKER HUGHESVILLE MINING DISTRICT | MT6122307485 | N/A | N/A | BCR2 | Data not provided | Biochemical reactor (BCR) with SAPS pre-treatment (BCR2) | Passive | Biochemical reactor (BCR) | Pre-treatment | Danny T adit water | Y | BCR with pre-treatment | Batteries used to run metering pump, slurry mixer, and timer switch | Remote central Montana, southeast of Great Falls/no constraints noted | Pilot | June - September 2013 | Copper | Cu, total | µg/L | N | N/A | [9 empty] | 5 U | 1180 | 99.7881 | Data not provided | Data not provided | Data not provided | Data not provided | Data not provided | Data not provided | Data not provided | Data not provided |  | Effluent | 6.16 | 1.67 | mg/L | 17.67 | °C | Data not provided | N/A | Data not provided | N/A | -28 | mV | 2187 | µS/cm | 17.8 | %DO | Data not provided | Data not provided | Data not provided | Data not provided | Data not provided | Data not provided | Data not provided | Data not provided | Data not provided | Data not provided | Data not provided | Data not provided | Substrate: sawdust, wood chips, compost, dairy manure and limestone chips. BCR substrate composition was modified due to a shortage of available manure and limestone. The shortage of manure and limestone may have had a negative impact on treatment effectiveness in the BCRs. | Data not provided | Data not provided | U = under the detection limit.
Final Danny T Adit Treatability Study Year 1 Technical Memorandum, Barker-Hughesville Mining District Superfund Site Cascade and Judith Basin Counties, Montana | BARKER HUGHESVILLE MINING DISTRICT | MT6122307485 | N/A | N/A | BCR2 | Data not provided | Biochemical reactor (BCR) with SAPS pre-treatment (BCR2) | Passive | Biochemical reactor (BCR) | Pre-treatment | Danny T adit water | Y | BCR with pre-treatment | Batteries used to run metering pump, slurry mixer, and timer switch | Remote central Montana, southeast of Great Falls/no constraints noted | Pilot | June - September 2013 | Copper | Cu, dissolved | µg/L | N | N/A | [9 empty] | 5 U | 924–1,940 | 99.7 - 99.9 | Data not provided | Data not provided | Data not provided | Data not provided | Data not provided | Data not provided | Data not provided | Data not provided | > 99% | Effluent | 5.91–6.32 | 0.56–8.52 | mg/L | 14.75–21.15 | °C | Data not provided | N/A | Data not provided | N/A | (-)67.7–19.4 | mV | 2,019–3,224 | µS/cm | NA–92.1 | %DO | Data not provided | Data not provided | Data not provided | Data not provided | Data not provided | Data not provided | Data not provided | Data not provided | Data not provided | Data not provided | Data not provided | Data not provided | Substrate: sawdust, wood chips, compost, dairy manure and limestone chips. BCR substrate composition was modified due to a shortage of available manure and limestone. The shortage of manure and limestone may have had a negative impact on treatment effectiveness in the BCRs. | Consistent dissolved Cu reductions for BCR 2. The number of sampling dates was reduced, resulting in less info to determine long-term treatment effectiveness. | Total metals data set is limited to only two sampling events. | U = under the detection limit. A range of values is shown to reflect multiple days with effluent below the detection limit.
Final Danny T Adit Treatability Study Year 1 Technical Memorandum, Barker-Hughesville Mining District Superfund Site Cascade and Judith Basin Counties, Montana | BARKER HUGHESVILLE MINING DISTRICT | MT6122307485 | N/A | N/A | BCR3 | Data not provided | Biochemical reactor (BCR) with CHIT pre-treatment (BCR3) | Passive | Biochemical reactor (BCR) | Pre-treatment | Danny T adit water | Y | BCR with pre-treatment | Batteries used to run metering pump, slurry mixer, and timer switch | Remote central Montana, southeast of Great Falls/no constraints noted | Pilot | June - September 2013 | Copper | Cu, total | µg/L | N | N/A | 2040 | 169 | 91.7157 | [9 empty] | Data not provided | Data not provided | Data not provided | Data not provided | Data not provided | Data not provided | Data not provided | Data not provided |  | Influent | 2.81 | 6.48 | mg/L | 25 | °C | Data not provided | N/A | Data not provided | N/A | 490.9 | mV | 2267 | µS/cm | None | N/A | Data not provided | Data not provided | Data not provided | Data not provided | Data not provided | Data not provided | Data not provided | Data not provided | Data not provided | Data not provided | The Chitorem/BCR3 treatment provided the best overall treatment performance for both metal removal and sustaining sulfate reducing conditions. | Data not provided | Substrate: sawdust, wood chips, compost, dairy manure and limestone chips. BCR substrate composition was modified due to a shortage of available manure and limestone. The shortage of manure and limestone may have had a negative impact on treatment effectiveness in the BCRs. | Data not provided | Data not provided
Final Danny T Adit Treatability Study Year 1 Technical Memorandum, Barker-Hughesville Mining District Superfund Site Cascade and Judith Basin Counties, Montana | BARKER HUGHESVILLE MINING DISTRICT | MT6122307485 | N/A | N/A | BCR3 | Data not provided | Biochemical reactor (BCR) with CHIT pre-treatment (BCR3) | Passive | Biochemical reactor (BCR) | Pre-treatment | Danny T adit water | Y | BCR with pre-treatment | Batteries used to run metering pump, slurry mixer, and timer switch | Remote central Montana, southeast of Great Falls/no constraints noted | Pilot | June - September 2013 | Copper | Cu, dissolved | µg/L | N | N/A | 2160 | 8 | 99.6296 | [9 empty] | Data not provided | Data not provided | Data not provided | Data not provided | Data not provided | Data not provided | Data not provided | Data not provided | > 99% | Influent | 2.81 | 6.48 | mg/L | 25 | °C | Data not provided | N/A | Data not provided | N/A | 490.9 | mV | 2267 | µS/cm | None | N/A | Data not provided | Data not provided | Data not provided | Data not provided | Data not provided | Data not provided | Y | Acute and chronic ambient water quality standards | Data not provided | Data not provided | The Chitorem/BCR3 treatment provided the best overall treatment performance for both metal removal and sustaining sulfate reducing conditions. | Data not provided | Substrate: sawdust, wood chips, compost, dairy manure and limestone chips. BCR substrate composition was modified due to a shortage of available manure and limestone. The shortage of manure and limestone may have had a negative impact on treatment effectiveness in the BCRs. | The number of sampling dates was reduced, resulting in less info to determine long-term treatment effectiveness. | Total metals data set is limited to only two sampling events.
Final Danny T Adit Treatability Study Year 1 Technical Memorandum, Barker-Hughesville Mining District Superfund Site Cascade and Judith Basin Counties, Montana | BARKER HUGHESVILLE MINING DISTRICT | MT6122307485 | N/A | N/A | BCR3 | Data not provided | Biochemical reactor (BCR) with CHIT pre-treatment (BCR3) | Passive | Biochemical reactor (BCR) | Pre-treatment | Danny T adit water | Y | BCR with pre-treatment | Batteries used to run metering pump, slurry mixer, and timer switch | Remote central Montana, southeast of Great Falls/no constraints noted | Pilot | June - September 2013 | Copper | Cu, total | µg/L | N | N/A |  |  |  | 1180 | 5 U | 99.7881 | [6 empty] | Data not provided | Data not provided | Data not provided | Data not provided | Data not provided | Data not provided | Data not provided | Data not provided |  | Influent | 2.85 | 2.41 | mg/L | 21.72 | °C | Data not provided | N/A | Data not provided | N/A | 382.6 | mV | 2404 | µS/cm | 27.1 | %DO | Data not provided | Data not provided | Data not provided | Data not provided | Data not provided | Data not provided | Data not provided | Data not provided | Data not provided | Data not provided | The Chitorem/BCR3 treatment provided the best overall treatment performance for both metal removal and sustaining sulfate reducing conditions. | Data not provided | Substrate: sawdust, wood chips, compost, dairy manure and limestone chips. BCR substrate composition was modified due to a shortage of available manure and limestone. The shortage of manure and limestone may have had a negative impact on treatment effectiveness in the BCRs. | Data not provided | Data not provided | U = under the detection limit.
Final Danny T Adit Treatability Study Year 1 Technical Memorandum, Barker-Hughesville Mining District Superfund Site Cascade and Judith Basin Counties, Montana | BARKER HUGHESVILLE MINING DISTRICT | MT6122307485 | N/A | N/A | BCR3 | Data not provided | Biochemical reactor (BCR) with CHIT pre-treatment (BCR3) | Passive | Biochemical reactor (BCR) | Pre-treatment | Danny T adit water | Y | BCR with pre-treatment | Batteries used to run metering pump, slurry mixer, and timer switch | Remote central Montana, southeast of Great Falls/no constraints noted | Pilot | June - September 2013 | Copper | Cu, dissolved | µg/L | N | N/A |  |  |  | 924 | 5 U | 99.7294 | [6 empty] | Data not provided | Data not provided | Data not provided | Data not provided | Data not provided | Data not provided | Data not provided | Data not provided | > 99% | Influent | 2.8 | 2.19 | mg/L | 25.14 | °C | Data not provided | N/A | Data not provided | N/A | 492.7 | mV | 3394 | µS/cm | 26 | %DO | Data not provided | Data not provided | Data not provided | Data not provided | Data not provided | Data not provided | Y | Acute and chronic ambient water quality standards | Data not provided | Data not provided | The Chitorem/BCR3 treatment provided the best overall treatment performance for both metal removal and sustaining sulfate reducing conditions. | Data not provided | Substrate: sawdust, wood chips, compost, dairy manure and limestone chips. BCR substrate composition was modified due to a shortage of available manure and limestone. The shortage of manure and limestone may have had a negative impact on treatment effectiveness in the BCRs. | The number of sampling dates was reduced, resulting in less info to determine long-term treatment effectiveness. | Total metals data set is limited to only two sampling events. | U = under the detection limit.
Final Danny T Adit Treatability Study Year 1 Technical Memorandum, Barker-Hughesville Mining District Superfund Site Cascade and Judith Basin Counties, Montana | BARKER HUGHESVILLE MINING DISTRICT | MT6122307485 | N/A | N/A | BCR3 | Data not provided | Biochemical reactor (BCR) with CHIT pre-treatment (BCR3) | Passive | Biochemical reactor (BCR) | Pre-treatment | Danny T adit water | Y | BCR with pre-treatment | Batteries used to run metering pump, slurry mixer, and timer switch | Remote central Montana, southeast of Great Falls/no constraints noted | Pilot | June - September 2013 | Copper | Cu, total | µg/L | N | N/A | [6 empty] | 169 | 2040 | 91.7157 |  |  |  | Data not provided | Data not provided | Data not provided | Data not provided | Data not provided | Data not provided | Data not provided | Data not provided |  | Effluent | 6.17 | 0.04 | mg/L | 19.65 | °C | Data not provided | N/A | Data not provided | N/A | -152.5 | mV | 8162 | µS/cm | None | N/A | Data not provided | Data not provided | Data not provided | Data not provided | Data not provided | Data not provided | Data not provided | Data not provided | Data not provided | Data not provided | The Chitorem/BCR3 treatment provided the best overall treatment performance for both metal removal and sustaining sulfate reducing conditions. | Data not provided | Substrate: sawdust, wood chips, compost, dairy manure and limestone chips. BCR substrate composition was modified due to a shortage of available manure and limestone. The shortage of manure and limestone may have had a negative impact on treatment effectiveness in the BCRs. | Data not provided | Data not provided
Final Danny T Adit Treatability Study Year 1 Technical Memorandum, Barker-Hughesville Mining District Superfund Site Cascade and Judith Basin Counties, Montana | BARKER HUGHESVILLE MINING DISTRICT | MT6122307485 | N/A | N/A | BCR3 | Data not provided | Biochemical reactor (BCR) with CHIT pre-treatment (BCR3) | Passive | Biochemical reactor (BCR) | Pre-treatment | Danny T adit water | Y | BCR with pre-treatment | Batteries used to run metering pump, slurry mixer, and timer switch | Remote central Montana, southeast of Great Falls/no constraints noted | Pilot | June - September 2013 | Copper | Cu, dissolved | µg/L | N | N/A | [6 empty] | 8 | 2160 | 99.6296 |  |  |  | Data not provided | Data not provided | Data not provided | Data not provided | Data not provided | Data not provided | Data not provided | Data not provided | > 99% | Effluent | 6.17 | 0.04 | mg/L | 19.65 | °C | Data not provided | N/A | Data not provided | N/A | -152.5 | mV | 8162 | µS/cm | None | N/A | Data not provided | Data not provided | Data not provided | Data not provided | Data not provided | Data not provided | Y | Acute and chronic ambient water quality standards | Data not provided | Data not provided | The Chitorem/BCR3 treatment provided the best overall treatment performance for both metal removal and sustaining sulfate reducing conditions. | Data not provided | Substrate: sawdust, wood chips, compost, dairy manure and limestone chips. BCR substrate composition was modified due to a shortage of available manure and limestone. The shortage of manure and limestone may have had a negative impact on treatment effectiveness in the BCRs. | The number of sampling dates was reduced, resulting in less info to determine long-term treatment effectiveness. | Total metals data set is limited to only two sampling events.
Final Danny T Adit Treatability Study Year 1 Technical Memorandum, Barker-Hughesville Mining District Superfund Site Cascade and Judith Basin Counties, Montana | BARKER HUGHESVILLE MINING DISTRICT | MT6122307485 | N/A | N/A | BCR3 | Data not provided | Biochemical reactor (BCR) with CHIT pre-treatment (BCR3) | Passive | Biochemical reactor (BCR) | Pre-treatment | Danny T adit water | Y | BCR with pre-treatment | Batteries used to run metering pump, slurry mixer, and timer switch | Remote central Montana, southeast of Great Falls/no constraints noted | Pilot | June - September 2013 | Copper | Cu, total | µg/L | N | N/A | [9 empty] | 5 U | 1180 | 99.7881 | Data not provided | Data not provided | Data not provided | Data not provided | Data not provided | Data not provided | Data not provided | Data not provided |  | Effluent | 6.17 | 4.34 | mg/L | 17.84 | °C | Data not provided | N/A | Data not provided | N/A | -274.4 | mV | 5154 | µS/cm | 46.4 | %DO | Data not provided | Data not provided | Data not provided | Data not provided | Data not provided | Data not provided | Data not provided | Data not provided | Data not provided | Data not provided | The Chitorem/BCR3 treatment provided the best overall treatment performance for both metal removal and sustaining sulfate reducing conditions. | Data not provided | Substrate: sawdust, wood chips, compost, dairy manure and limestone chips. BCR substrate composition was modified due to a shortage of available manure and limestone. The shortage of manure and limestone may have had a negative impact on treatment effectiveness in the BCRs. | Data not provided | Data not provided | U = under the detection limit.
Final Danny T Adit Treatability Study Year 1 Technical Memorandum, Barker-Hughesville Mining District Superfund Site Cascade and Judith Basin Counties, Montana | BARKER HUGHESVILLE MINING DISTRICT | MT6122307485 | N/A | N/A | BCR3 | Data not provided | Biochemical reactor (BCR) with CHIT pre-treatment (BCR3) | Passive | Biochemical reactor (BCR) | Pre-treatment | Danny T adit water | Y | BCR with pre-treatment | Batteries used to run metering pump, slurry mixer, and timer switch | Remote central Montana, southeast of Great Falls/no constraints noted | Pilot | June - September 2013 | Copper | Cu, dissolved | µg/L | N | N/A | [9 empty] | 5 U | 924–1,940 | 99.7 - 99.9 | Data not provided | Data not provided | Data not provided | Data not provided | Data not provided | Data not provided | Data not provided | Data not provided | > 99% | Effluent | 6.17–6.81 | 0.10–4.34 | mg/L | 14.5–21.09 | °C | Data not provided | N/A | Data not provided | N/A | (-)325.7–(-)152.5 | mV | 5,154–7,172 | µS/cm | NA–46.4 | %DO | Data not provided | Data not provided | Data not provided | Data not provided | Data not provided | Data not provided | Y | Acute and chronic ambient water quality standards | Data not provided | Data not provided | The Chitorem/BCR3 treatment provided the best overall treatment performance for both metal removal and sustaining sulfate reducing conditions. | Data not provided | Substrate: sawdust, wood chips, compost, dairy manure and limestone chips. BCR substrate composition was modified due to a shortage of available manure and limestone. The shortage of manure and limestone may have had a negative impact on treatment effectiveness in the BCRs. | The number of sampling dates was reduced, resulting in less info to determine long-term treatment effectiveness. | Total metals data set is limited to only two sampling events. | U = under the detection limit. A range of values is shown to reflect multiple days with effluent below the detection limit.
Final Danny T Adit Treatability Study Year 1 Technical Memorandum, Barker-Hughesville Mining District Superfund Site Cascade and Judith Basin Counties, Montana | BARKER HUGHESVILLE MINING DISTRICT | MT6122307485 | N/A | N/A | BCR4 | Data not provided | Biochemical reactor (BCR) with Mg(OH)2 pre-treatment (BCR4) | Passive | Biochemical reactor (BCR) | Pre-treatment | Danny T adit water | Y | BCR with pre-treatment | Batteries used to run metering pump, slurry mixer, and timer switch | Remote central Montana, southeast of Great Falls/no constraints noted | Pilot | June - September 2013 | Copper | Cu, total | µg/L | N | N/A | 2040 | 172 | 91.5686 | [9 empty] | Data not provided | Data not provided | Data not provided | Data not provided | Data not provided | Data not provided | Data not provided | Data not provided |  | Influent | 2.81 | 6.48 | mg/L | 25 | °C | Data not provided | N/A | Data not provided | N/A | 490.9 | mV | 2267 | µS/cm | None | N/A | Data not provided | Data not provided | Data not provided | Data not provided | Data not provided | Data not provided | Data not provided | Data not provided | Data not provided | Data not provided | Data not provided | Data not provided | Substrate: sawdust, wood chips, compost, dairy manure and limestone chips. BCR substrate composition was modified due to a shortage of available manure and limestone. The shortage of manure and limestone may have had a negative impact on treatment effectiveness in the BCRs. | Data not provided | Data not provided
Final Danny T Adit Treatability Study Year 1 Technical Memorandum, Barker-Hughesville Mining District Superfund Site Cascade and Judith Basin Counties, Montana | BARKER HUGHESVILLE MINING DISTRICT | MT6122307485 | N/A | N/A | BCR4 | Data not provided | Biochemical reactor (BCR) with Mg(OH)2 pre-treatment (BCR4) | Passive | Biochemical reactor (BCR) | Pre-treatment | Danny T adit water | Y | BCR with pre-treatment | Batteries used to run metering pump, slurry mixer, and timer switch | Remote central Montana, southeast of Great Falls/no constraints noted | Pilot | June - September 2013 | Copper | Cu, dissolved | µg/L | N | N/A | 2160 | 5 U | 99.8843 | [9 empty] | Data not provided | Data not provided | Data not provided | Data not provided | Data not provided | Data not provided | Data not provided | Data not provided | > 99% | Influent | 2.81 | 6.48 | mg/L | 25 | °C | Data not provided | N/A | Data not provided | N/A | 490.9 | mV | 2267 | µS/cm | None | N/A | Data not provided | Data not provided | Data not provided | Data not provided | Data not provided | Data not provided | Y | Acute and chronic ambient water quality standards | Data not provided | Data not provided | Data not provided | Data not provided | Substrate: sawdust, wood chips, compost, dairy manure and limestone chips. BCR substrate composition was modified due to a shortage of available manure and limestone. The shortage of manure and limestone may have had a negative impact on treatment effectiveness in the BCRs. | The number of sampling dates was reduced, resulting in less info to determine long-term treatment effectiveness. | Total metals data set is limited to only two sampling events. | U = under the detection limit.
Final Danny T Adit Treatability Study Year 1 Technical Memorandum, Barker-Hughesville Mining District Superfund Site Cascade and Judith Basin Counties, Montana | BARKER HUGHESVILLE MINING DISTRICT | MT6122307485 | N/A | N/A | BCR4 | Data not provided | Biochemical reactor (BCR) with Mg(OH)2 pre-treatment (BCR4) | Passive | Biochemical reactor (BCR) | Pre-treatment | Danny T adit water | Y | BCR with pre-treatment | Batteries used to run metering pump, slurry mixer, and timer switch | Remote central Montana, southeast of Great Falls/no constraints noted | Pilot | June - September 2013 | Copper | Cu, total | µg/L | N | N/A |  |  |  | 1180 | 5 U | 99.7881 | [6 empty] | Data not provided | Data not provided | Data not provided | Data not provided | Data not provided | Data not provided | Data not provided | Data not provided |  | Influent | 2.85 | 2.41 | mg/L | 21.72 | °C | Data not provided | N/A | Data not provided | N/A | 382.6 | mV | 2404 | µS/cm | 27.1 | %DO | Data not provided | Data not provided | Data not provided | Data not provided | Data not provided | Data not provided | Data not provided | Data not provided | Data not provided | Data not provided | Data not provided | Data not provided | Substrate: sawdust, wood chips, compost, dairy manure and limestone chips. BCR substrate composition was modified due to a shortage of available manure and limestone. The shortage of manure and limestone may have had a negative impact on treatment effectiveness in the BCRs. | Data not provided | Data not provided
Final Danny T Adit Treatability Study Year 1 Technical Memorandum, Barker-Hughesville Mining District Superfund Site Cascade and Judith Basin Counties, Montana | BARKER HUGHESVILLE MINING DISTRICT | MT6122307485 | N/A | N/A | BCR4 | Data not provided | Biochemical reactor (BCR) with Mg(OH)2 pre-treatment (BCR4) | Passive | Biochemical reactor (BCR) | Pre-treatment | Danny T adit water | Y | BCR with pre-treatment | Batteries used to run metering pump, slurry mixer, and timer switch | Remote central Montana, southeast of Great Falls/no constraints noted | Pilot | June - September 2013 | Copper | Cu, dissolved | µg/L | N | N/A |  |  |  | 924 | 5 U | 99.7294 | [6 empty] | Data not provided | Data not provided | Data not provided | Data not provided | Data not provided | Data not provided | Data not provided | Data not provided | > 99% | Influent | 2.8 | 2.19 | mg/L | 25.14 | °C | Data not provided | N/A | Data not provided | N/A | 492.7 | mV | 3394 | µS/cm | 26 | %DO | Data not provided | Data not provided | Data not provided | Data not provided | Data not provided | Data not provided | Y | Acute and chronic ambient water quality standards | Data not provided | Data not provided | Data not provided | Data not provided | Substrate: sawdust, wood chips, compost, dairy manure and limestone chips. BCR substrate composition was modified due to a shortage of available manure and limestone. The shortage of manure and limestone may have had a negative impact on treatment effectiveness in the BCRs. | The number of sampling dates was reduced, resulting in less info to determine long-term treatment effectiveness. | Total metals data set is limited to only two sampling events.
Final Danny T Adit Treatability Study Year 1 Technical Memorandum, Barker-Hughesville Mining District Superfund Site Cascade and Judith Basin Counties, Montana | BARKER HUGHESVILLE MINING DISTRICT | MT6122307485 | N/A | N/A | BCR4 | Data not provided | Biochemical reactor (BCR) with Mg(OH)2 pre-treatment (BCR4) | Passive | Biochemical reactor (BCR) | Pre-treatment | Danny T adit water | Y | BCR with pre-treatment | Batteries used to run metering pump, slurry mixer, and timer switch | Remote central Montana, southeast of Great Falls/no constraints noted | Pilot | June - September 2013 | Copper | Cu, total | µg/L | N | N/A | [6 empty] | 172 | 2040 | 91.5686 |  |  |  | Data not provided | Data not provided | Data not provided | Data not provided | Data not provided | Data not provided | Data not provided | Data not provided |  | Effluent | 6.25 | 0.02 | mg/L | 20.16 | °C | Data not provided | N/A | Data not provided | N/A | -144.8 | mV | 4001 | µS/cm | None | N/A | Data not provided | Data not provided | Data not provided | Data not provided | Data not provided | Data not provided | Data not provided | Data not provided | Data not provided | Data not provided | Data not provided | Data not provided | Substrate: sawdust, wood chips, compost, dairy manure and limestone chips. BCR substrate composition was modified due to a shortage of available manure and limestone. The shortage of manure and limestone may have had a negative impact on treatment effectiveness in the BCRs. | Data not provided | Data not provided
Final Danny T Adit Treatability Study Year 1 Technical Memorandum, Barker-Hughesville Mining District Superfund Site Cascade and Judith Basin Counties, Montana | BARKER HUGHESVILLE MINING DISTRICT | MT6122307485 | N/A | N/A | BCR4 | Data not provided | Biochemical reactor (BCR) with Mg(OH)2 pre-treatment (BCR4) | Passive | Biochemical reactor (BCR) | Pre-treatment | Danny T adit water | Y | BCR with pre-treatment | Batteries used to run metering pump, slurry mixer, and timer switch | Remote central Montana, southeast of Great Falls/no constraints noted | Pilot | June - September 2013 | Copper | Cu, dissolved | µg/L | N | N/A | [6 empty] | 5 U | 924–2,160 | 99.7 - 99.9 |  |  |  | Data not provided | Data not provided | Data not provided | Data not provided | Data not provided | Data not provided | Data not provided | Data not provided | > 99% | Effluent | 6.25–7.02 | 0.02–4.35 | mg/L | 16.20–20.33 | °C | Data not provided | N/A | Data not provided | N/A | (-)171.3–(-)30.2 | mV | 1,101–4,001 | µS/cm | NA–45.8 | %DO | Data not provided | Data not provided | Data not provided | Data not provided | Data not provided | Data not provided | Y | Acute and chronic ambient water quality standards | Data not provided | Data not provided | Data not provided | Data not provided | Substrate: sawdust, wood chips, compost, dairy manure and limestone chips. BCR substrate composition was modified due to a shortage of available manure and limestone. The shortage of manure and limestone may have had a negative impact on treatment effectiveness in the BCRs. | The number of sampling dates was reduced, resulting in less info to determine long-term treatment effectiveness. | Total metals data set is limited to only two sampling events. All effluent values below the detection limit | U = under the detection limit. A range of values is shown to reflect multiple days with effluent below the detection limit.
Final Danny T Adit Treatability Study Year 1 Technical Memorandum, Barker-Hughesville Mining District Superfund Site Cascade and Judith Basin Counties, Montana | BARKER HUGHESVILLE MINING DISTRICT | MT6122307485 | N/A | N/A | BCR4 | Data not provided | Biochemical reactor (BCR) with Mg(OH)2 pre-treatment (BCR4) | Passive | Biochemical reactor (BCR) | Pre-treatment | Danny T adit water | Y | BCR with pre-treatment | Batteries used to run metering pump, slurry mixer, and timer switch | Remote central Montana, southeast of Great Falls/no constraints noted | Pilot | June - September 2013 | Copper | Cu, total | µg/L | N | N/A | [9 empty] | 5 U | 1180 | 99.7881 | Data not provided | Data not provided | Data not provided | Data not provided | Data not provided | Data not provided | Data not provided | Data not provided |  | Effluent | 6.36 | 2.47 | mg/L | 17.95 | °C | Data not provided | N/A | Data not provided | N/A | -30.2 | mV | 1101 | µS/cm | 26.3 | %DO | Data not provided | Data not provided | Data not provided | Data not provided | Data not provided | Data not provided | Data not provided | Data not provided | Data not provided | Data not provided | Data not provided | Data not provided | Substrate: sawdust, wood chips, compost, dairy manure and limestone chips. BCR substrate composition was modified due to a shortage of available manure and limestone. The shortage of manure and limestone may have had a negative impact on treatment effectiveness in the BCRs. | Data not provided | Data not provided | U = under the detection limit.
Final Danny T Adit Treatability Study Year 1 Technical Memorandum, Barker-Hughesville Mining District Superfund Site Cascade and Judith Basin Counties, Montana | BARKER HUGHESVILLE MINING DISTRICT | MT6122307485 | N/A | N/A | BCR4 | Data not provided | Biochemical reactor (BCR) with Mg(OH)2 pre-treatment (BCR4) | Passive | Biochemical reactor (BCR) | Pre-treatment | Danny T adit water | Y | BCR with pre-treatment | Batteries used to run metering pump, slurry mixer, and timer switch | Remote central Montana, southeast of Great Falls/no constraints noted | Pilot | June - September 2013 | Copper | Cu, dissolved | µg/L | N | N/A | [9 empty] | 5 U | 924–2,160 | 99.7 - 99.9 | Data not provided | Data not provided | Data not provided | Data not provided | Data not provided | Data not provided | Data not provided | Data not provided | > 99% | Effluent | 6.25–7.02 | 0.02–4.35 | mg/L | 16.20–20.33 | °C | Data not provided | N/A | Data not provided | N/A | (-)171.3–(-)30.2 | mV | 1,101–4,001 | µS/cm | NA–45.8 | %DO | Data not provided | Data not provided | Data not provided | Data not provided | Data not provided | Data not provided | Y | Acute and chronic ambient water quality standards | Data not provided | Data not provided | Data not provided | Data not provided | Substrate: sawdust, wood chips, compost, dairy manure and limestone chips. BCR substrate composition was modified due to a shortage of available manure and limestone. The shortage of manure and limestone may have had a negative impact on treatment effectiveness in the BCRs. | The number of sampling dates was reduced, resulting in less info to determine long-term treatment effectiveness. | Total metals data set is limited to only two sampling events. All effluent values below the detection limit | U = under the detection limit. A range of values is shown to reflect multiple days with effluent below the detection limit.
Final Danny T Adit Treatability Study Year 1 Technical Memorandum, Barker-Hughesville Mining District Superfund Site Cascade and Judith Basin Counties, Montana | BARKER HUGHESVILLE MINING DISTRICT | MT6122307485 | N/A | N/A | CHIT | Data not provided | Chitorem pre-treatment (CHIT) | Passive | Chitorem® | Pre-treatment | Danny T adit water | Y | Pre-treatment | Batteries used to run metering pump, slurry mixer, and timer switch | Remote central Montana, southeast of Great Falls/no constraints noted | Pilot | June - September 2013 | Copper | Cu, total | µg/L | N | N/A | 2040 | 550 | 73.0392 | [9 empty] | Data not provided | Data not provided | Data not provided | Data not provided | Data not provided | Data not provided | Data not provided | Data not provided |  | Influent | 2.81 | 6.48 | mg/L | 25 | °C | Data not provided | N/A | Data not provided | N/A | 490.9 | mV | 2267 | µS/cm | None | N/A | Data not provided | Data not provided | Data not provided | Data not provided | Data not provided | Data not provided | Data not provided | Data not provided | Data not provided | Data not provided | The Chitorem/BCR3 treatment provided the best overall treatment performance for both metal removal and sustaining sulfate reducing conditions. | Data not provided | Chitorem is a proprietary material that contains calcium carbonate, protein, and chitin (crab shell). Also contains its own bacteria - material breaks down and produces carbonates (adds alkalinity). | The Chitorem substrate composition was modified by adding pea gravel to increase permeability. | Data not provided
Final Danny T Adit Treatability Study Year 1 Technical Memorandum, Barker-Hughesville Mining District Superfund Site Cascade and Judith Basin Counties, Montana | BARKER HUGHESVILLE MINING DISTRICT | MT6122307485 | N/A | N/A | CHIT | Data not provided | Chitorem pre-treatment (CHIT) | Passive | Chitorem® | Pre-treatment | Danny T adit water | Y | Pre-treatment | Batteries used to run metering pump, slurry mixer, and timer switch | Remote central Montana, southeast of Great Falls/no constraints noted | Pilot | June - September 2013 | Copper | Cu, dissolved | µg/L | N | N/A | 2160 | 430 | 80.0926 | [9 empty] | Data not provided | Data not provided | Data not provided | Data not provided | Data not provided | Data not provided | Data not provided | Data not provided |  | Influent | 2.81 | 6.48 | mg/L | 25 | °C | Data not provided | N/A | Data not provided | N/A | 490.9 | mV | 2267 | µS/cm | None | N/A | Data not provided | Data not provided | Data not provided | Data not provided | Data not provided | Data not provided | Data not provided | Data not provided | Data not provided | Data not provided | The Chitorem/BCR3 treatment provided the best overall treatment performance for both metal removal and sustaining sulfate reducing conditions. | Data not provided | Chitorem is a proprietary material that contains calcium carbonate, protein, and chitin (crab shell). Also contains its own bacteria - material breaks down and produces carbonates (adds alkalinity). | The Chitorem substrate composition was modified by adding pea gravel to increase permeability. The number of sampling dates was reduced, resulting in less info to determine long-term treatment effectiveness. | Total metals data set is limited to only two sampling events.
Final Danny T Adit Treatability Study Year 1 Technical Memorandum, Barker-Hughesville Mining District Superfund Site Cascade and Judith Basin Counties, Montana | BARKER HUGHESVILLE MINING DISTRICT | MT6122307485 | N/A | N/A | CHIT | Data not provided | Chitorem pre-treatment (CHIT) | Passive | Chitorem® | Pre-treatment | Danny T adit water | Y | Pre-treatment | Batteries used to run metering pump, slurry mixer, and timer switch | Remote central Montana, southeast of Great Falls/no constraints noted | Pilot | June - September 2013 | Copper | Cu, total | µg/L | N | N/A |  |  |  | 1180 | 21 | 98.2203 | [6 empty] | Data not provided | Data not provided | Data not provided | Data not provided | Data not provided | Data not provided | Data not provided | Data not provided |  | Influent | 2.85 | 2.41 | mg/L | 21.72 | °C | Data not provided | N/A | Data not provided | N/A | 382.6 | mV | 2404 | µS/cm | 27.1 | %DO | Data not provided | Data not provided | Data not provided | Data not provided | Data not provided | Data not provided | Data not provided | Data not provided | Data not provided | Data not provided | The Chitorem/BCR3 treatment provided the best overall treatment performance for both metal removal and sustaining sulfate reducing conditions. | Data not provided | Chitorem is a proprietary material that contains calcium carbonate, protein, and chitin (crab shell). Also contains its own bacteria - material breaks down and produces carbonates (adds alkalinity). | The Chitorem substrate composition was modified by adding pea gravel to increase permeability. | Data not provided
Final Danny T Adit Treatability Study Year 1 Technical Memorandum, Barker-Hughesville Mining District Superfund Site Cascade and Judith Basin Counties, Montana | BARKER HUGHESVILLE MINING DISTRICT | MT6122307485 | N/A | N/A | CHIT | Data not provided | Chitorem pre-treatment (CHIT) | Passive | Chitorem® | Pre-treatment | Danny T adit water | Y | Pre-treatment | Batteries used to run metering pump, slurry mixer, and timer switch | Remote central Montana, southeast of Great Falls/no constraints noted | Pilot | June - September 2013 | Copper | Cu, dissolved | µg/L | N | N/A |  |  |  | 924 | 5 U | 99.7294 | [6 empty] | Data not provided | Data not provided | Data not provided | Data not provided | Data not provided | Data not provided | Data not provided | Data not provided |  | Influent | 2.8 | 2.19 | mg/L | 25.14 | °C | Data not provided | N/A | Data not provided | N/A | 492.7 | mV | 3394 | µS/cm | 26 | %DO | Data not provided | Data not provided | Data not provided | Data not provided | Data not provided | Data not provided | Data not provided | Data not provided | Data not provided | Data not provided | The Chitorem/BCR3 treatment provided the best overall treatment performance for both metal removal and sustaining sulfate reducing conditions. | Data not provided | Chitorem is a proprietary material that contains calcium carbonate, protein, and chitin (crab shell). Also contains its own bacteria - material breaks down and produces carbonates (adds alkalinity). | The Chitorem substrate composition was modified by adding pea gravel to increase permeability. The number of sampling dates was reduced, resulting in less info to determine long-term treatment effectiveness. | Total metals data set is limited to only two sampling events. | U = under the detection limit.
Final Danny T Adit Treatability Study Year 1 Technical Memorandum, Barker-Hughesville Mining District Superfund Site Cascade and Judith Basin Counties, Montana | BARKER HUGHESVILLE MINING DISTRICT | MT6122307485 | N/A | N/A | CHIT | Data not provided | Chitorem pre-treatment (CHIT) | Passive | Chitorem® | Pre-treatment | Danny T adit water | Y | Pre-treatment | Batteries used to run metering pump, slurry mixer, and timer switch | Remote central Montana, southeast of Great Falls/no constraints noted | Pilot | June - September 2013 | Copper | Cu, total | µg/L | N | N/A | [6 empty] | 550 | 2040 | 73.0392 |  |  |  | Data not provided | Data not provided | Data not provided | Data not provided | Data not provided | Data not provided | Data not provided | Data not provided |  | Effluent | 6.65 | 0.05 | mg/L | 21.52 | °C | Data not provided | N/A | Data not provided | N/A | -206.8 | mV | 60571 | µS/cm | None | N/A | Data not provided | Data not provided | Data not provided | Data not provided | Data not provided | Data not provided | Data not provided | Data not provided | Data not provided | Data not provided | The Chitorem/BCR3 treatment provided the best overall treatment performance for both metal removal and sustaining sulfate reducing conditions. | Data not provided | Chitorem is a proprietary material that contains calcium carbonate, protein, and chitin (crab shell). Also contains its own bacteria - material breaks down and produces carbonates (adds alkalinity). | The Chitorem substrate composition was modified by adding pea gravel to increase permeability. | Data not provided
Final Danny T Adit Treatability Study Year 1 Technical Memorandum, Barker-Hughesville Mining District Superfund Site Cascade and Judith Basin Counties, Montana | BARKER HUGHESVILLE MINING DISTRICT | MT6122307485 | N/A | N/A | CHIT | Data not provided | Chitorem pre-treatment (CHIT) | Passive | Chitorem® | Pre-treatment | Danny T adit water | Y | Pre-treatment | Batteries used to run metering pump, slurry mixer, and timer switch | Remote central Montana, southeast of Great Falls/no constraints noted | Pilot | June - September 2013 | Copper | Cu, dissolved | µg/L | N | N/A | [6 empty] | 430 | 2160 | 80.0926 |  |  |  | Data not provided | Data not provided | Data not provided | Data not provided | Data not provided | Data not provided | Data not provided | Data not provided |  | Effluent | 6.65 | 0.05 | mg/L | 21.52 | °C | Data not provided | N/A | Data not provided | N/A | -206.8 | mV | 60571 | µS/cm | None | N/A | Data not provided | Data not provided | Data not provided | Data not provided | Data not provided | Data not provided | Data not provided | Data not provided | Data not provided | Data not provided | The Chitorem/BCR3 treatment provided the best overall treatment performance for both metal removal and sustaining sulfate reducing conditions. | Data not provided | Chitorem is a proprietary material that contains calcium carbonate, protein, and chitin (crab shell). Also contains its own bacteria - material breaks down and produces carbonates (adds alkalinity). | The Chitorem substrate composition was modified by adding pea gravel to increase permeability. The number of sampling dates was reduced, resulting in less info to determine long-term treatment effectiveness. | Total metals data set is limited to only two sampling events.
Final Danny T Adit Treatability Study Year 1 Technical Memorandum, Barker-Hughesville Mining District Superfund Site Cascade and Judith Basin Counties, Montana | BARKER HUGHESVILLE MINING DISTRICT | MT6122307485 | N/A | N/A | CHIT | Data not provided | Chitorem pre-treatment (CHIT) | Passive | Chitorem® | Pre-treatment | Danny T adit water | Y | Pre-treatment | Batteries used to run metering pump, slurry mixer, and timer switch | Remote central Montana, southeast of Great Falls/no constraints noted | Pilot | June - September 2013 | Copper | Cu, total | µg/L | N | N/A | [9 empty] | 21 | 1180 | 98.2203 | Data not provided | Data not provided | Data not provided | Data not provided | Data not provided | Data not provided | Data not provided | Data not provided |  | Effluent | 6.07 | 3.08 | mg/L | 16.95 | °C | Data not provided | N/A | Data not provided | N/A | -184.7 | mV | 2941 | µS/cm | 31.9 | %DO | Data not provided | Data not provided | Data not provided | Data not provided | Data not provided | Data not provided | Data not provided | Data not provided | Data not provided | Data not provided | The Chitorem/BCR3 treatment provided the best overall treatment performance for both metal removal and sustaining sulfate reducing conditions. | Data not provided | Chitorem is a proprietary material that contains calcium carbonate, protein, and chitin (crab shell). Also contains its own bacteria - material breaks down and produces carbonates (adds alkalinity). | The Chitorem substrate composition was modified by adding pea gravel to increase permeability. | Data not provided
Final Danny T Adit Treatability Study Year 1 Technical Memorandum, Barker-Hughesville Mining District Superfund Site Cascade and Judith Basin Counties, Montana | BARKER HUGHESVILLE MINING DISTRICT | MT6122307485 | N/A | N/A | CHIT | Data not provided | Chitorem pre-treatment (CHIT) | Passive | Chitorem® | Pre-treatment | Danny T adit water | Y | Pre-treatment | Batteries used to run metering pump, slurry mixer, and timer switch | Remote central Montana, southeast of Great Falls/no constraints noted | Pilot | June - September 2013 | Copper | Cu, dissolved | µg/L | N | N/A | [9 empty] | 5 U | 924.0-1940.0 | 99.73-99.87 | Data not provided | Data not provided | Data not provided | Data not provided | Data not provided | Data not provided | Data not provided | Data not provided |  | Effluent | 6.07–6.83 | 0.25–3.94 | mg/L | 13.52–21.12 | °C | Data not provided | N/A | Data not provided | N/A | (-)249.8–(-)57.3 | mV | 2,941–8,956 | µS/cm | NA–46.4 | %DO | Data not provided | Data not provided | Data not provided | Data not provided | Data not provided | Data not provided | Data not provided | Data not provided | Data not provided | Data not provided | The Chitorem/BCR3 treatment provided the best overall treatment performance for both metal removal and sustaining sulfate reducing conditions. | Data not provided | Chitorem is a proprietary material that contains calcium carbonate, protein, and chitin (crab shell). Also contains its own bacteria - material breaks down and produces carbonates (adds alkalinity). | The Chitorem substrate composition was modified by adding pea gravel to increase permeability. The number of sampling dates was reduced, resulting in less info to determine long-term treatment effectiveness. | Total metals data set is limited to only two sampling events. | U = under the detection limit. A range of values is shown to reflect multiple days with effluent below the detection limit.
Final Danny T Adit Treatability Study Year 1 Technical Memorandum, Barker-Hughesville Mining District Superfund Site Cascade and Judith Basin Counties, Montana | BARKER HUGHESVILLE MINING DISTRICT | MT6122307485 | N/A | N/A | MGOH | Data not provided | Alkaline Addition pre-treatment - Mg(OH)2 | Passive | Magnesium hydroxide Mg(OH)2 | Pre-treatment | Danny T adit water | Y | Pre-treatment | Batteries used to run metering pump, slurry mixer, and timer switch | Remote central Montana, southeast of Great Falls/no constraints noted | Pilot | June - September 2013 | Copper | Cu, total | µg/L | N | N/A | 2040 | 463 | 77.3039 | [9 empty] | Data not provided | Data not provided | Data not provided | Data not provided | Data not provided | Data not provided | Data not provided | Data not provided |  | Influent | 2.81 | 6.48 | mg/L | 25 | °C | Data not provided | N/A | Data not provided | N/A | 490.9 | mV | 2267 | µS/cm | None | N/A | Data not provided | Data not provided | Data not provided | Data not provided | Data not provided | Data not provided | Data not provided | Data not provided | Data not provided | Data not provided | Data not provided | Data not provided | Alkaline addition using a magnesium hydroxide (Mg(OH)2) solution. | Data not provided | Data not provided
Final Danny T Adit Treatability Study Year 1 Technical Memorandum, Barker-Hughesville Mining District Superfund Site Cascade and Judith Basin Counties, Montana | BARKER HUGHESVILLE MINING DISTRICT | MT6122307485 | N/A | N/A | MGOH | Data not provided | Alkaline Addition pre-treatment - Mg(OH)2 | Passive | Magnesium hydroxide Mg(OH)2 | Pre-treatment | Danny T adit water | Y | Pre-treatment | Batteries used to run metering pump, slurry mixer, and timer switch | Remote central Montana, southeast of Great Falls/no constraints noted | Pilot | June - September 2013 | Copper | Cu, dissolved | µg/L | N | N/A | 2160 | 361 | 83.287 | [9 empty] | Data not provided | Data not provided | Data not provided | Data not provided | Data not provided | Data not provided | Data not provided | Data not provided |  | Influent | 2.81 | 6.48 | mg/L | 25 | °C | Data not provided | N/A | Data not provided | N/A | 490.9 | mV | 2267 | µS/cm | None | N/A | Data not provided | Data not provided | Data not provided | Data not provided | Data not provided | Data not provided | Data not provided | Data not provided | Data not provided | Data not provided | Data not provided | Data not provided | Alkaline addition using a magnesium hydroxide (Mg(OH)2) solution. | The number of sampling dates was reduced, resulting in less info to determine long-term treatment effectiveness. | Total metals data set is limited to only two sampling events.
Final Danny T Adit Treatability Study Year 1 Technical Memorandum, Barker-Hughesville Mining District Superfund Site Cascade and Judith Basin Counties, Montana | BARKER HUGHESVILLE MINING DISTRICT | MT6122307485 | N/A | N/A | MGOH | Data not provided | Alkaline Addition pre-treatment - Mg(OH)2 | Passive | Magnesium hydroxide Mg(OH)2 | Pre-treatment | Danny T adit water | Y | Pre-treatment | Batteries used to run metering pump, slurry mixer, and timer switch | Remote central Montana, southeast of Great Falls/no constraints noted | Pilot | June - September 2013 | Copper | Cu, total | µg/L | N | N/A |  |  |  | 1180 | 362 | 69.322 | [6 empty] | Data not provided | Data not provided | Data not provided | Data not provided | Data not provided | Data not provided | Data not provided | Data not provided |  | Influent | 2.85 | 2.41 | mg/L | 21.72 | °C | Data not provided | N/A | Data not provided | N/A | 382.6 | mV | 2404 | µS/cm | 27.1 | %DO | Data not provided | Data not provided | Data not provided | Data not provided | Data not provided | Data not provided | Data not provided | Data not provided | Data not provided | Data not provided | Data not provided | Data not provided | Alkaline addition using a magnesium hydroxide (Mg(OH)2) solution. | Data not provided | Data not provided
Final Danny T Adit Treatability Study Year 1 Technical Memorandum, Barker-Hughesville Mining District Superfund Site Cascade and Judith Basin Counties, Montana | BARKER HUGHESVILLE MINING DISTRICT | MT6122307485 | N/A | N/A | MGOH | Data not provided | Alkaline Addition pre-treatment - Mg(OH)2 | Passive | Magnesium hydroxide Mg(OH)2 | Pre-treatment | Danny T adit water | Y | Pre-treatment | Batteries used to run metering pump, slurry mixer, and timer switch | Remote central Montana, southeast of Great Falls/no constraints noted | Pilot | June - September 2013 | Copper | Cu, dissolved | µg/L | N | N/A |  |  |  | 924 | 480 | 48.0519 | [6 empty] | Data not provided | Data not provided | Data not provided | Data not provided | Data not provided | Data not provided | Data not provided | Data not provided |  | Influent | 2.8 | 2.19 | mg/L | 25.14 | °C | Data not provided | N/A | Data not provided | N/A | 492.7 | mV | 3394 | µS/cm | 26 | %DO | Data not provided | Data not provided | Data not provided | Data not provided | Data not provided | Data not provided | Data not provided | Data not provided | Data not provided | Data not provided | Data not provided | Data not provided | Alkaline addition using a magnesium hydroxide (Mg(OH)2) solution. | The number of sampling dates was reduced, resulting in less info to determine long-term treatment effectiveness. | Total metals data set is limited to only two sampling events.
Final Danny T Adit Treatability Study Year 1 Technical Memorandum, Barker-Hughesville Mining District Superfund Site Cascade and Judith Basin Counties, Montana | BARKER HUGHESVILLE MINING DISTRICT | MT6122307485 | N/A | N/A | MGOH | Data not provided | Alkaline Addition pre-treatment - Mg(OH)2 | Passive | Magnesium hydroxide Mg(OH)2 | Pre-treatment | Danny T adit water | Y | Pre-treatment | Batteries used to run metering pump, slurry mixer, and timer switch | Remote central Montana, southeast of Great Falls/no constraints noted | Pilot | June - September 2013 | Copper | Cu, total | µg/L | N | N/A | [6 empty] | 463 | 2040 | 77.3039 |  |  |  | Data not provided | Data not provided | Data not provided | Data not provided | Data not provided | Data not provided | Data not provided | Data not provided |  | Effluent | 5.94 | 3.95 | mg/L | 19.28 | °C | Data not provided | N/A | Data not provided | N/A | -15.6 | mV | 1995 | µS/cm | None | N/A | Data not provided | Data not provided | Data not provided | Data not provided | Data not provided | Data not provided | Data not provided | Data not provided | Data not provided | Data not provided | Data not provided | Data not provided | Alkaline addition using a magnesium hydroxide (Mg(OH)2) solution. | Data not provided | Data not provided
Final Danny T Adit Treatability Study Year 1 Technical Memorandum, Barker-Hughesville Mining District Superfund Site Cascade and Judith Basin Counties, Montana | BARKER HUGHESVILLE MINING DISTRICT | MT6122307485 | N/A | N/A | MGOH | Data not provided | Alkaline Addition pre-treatment - Mg(OH)2 | Passive | Magnesium hydroxide Mg(OH)2 | Pre-treatment | Danny T adit water | Y | Pre-treatment | Batteries used to run metering pump, slurry mixer, and timer switch | Remote central Montana, southeast of Great Falls/no constraints noted | Pilot | June - September 2013 | Copper | Cu, dissolved | µg/L | N | N/A | [6 empty] | 1570 | 1400 | -12.1429 |  |  |  | Data not provided | Data not provided | Data not provided | Data not provided | Data not provided | Data not provided | Data not provided | Data not provided |  | Effluent | 3.05 | 2.85 | mg/L | 13.16 | °C | Data not provided | N/A | Data not provided | N/A | 425 | mV | 2404 | µS/cm | 28 | %DO | Data not provided | Data not provided | Data not provided | Data not provided | Data not provided | Data not provided | Data not provided | Data not provided | Data not provided | Data not provided | Data not provided | Data not provided | Alkaline addition using a magnesium hydroxide (Mg(OH)2) solution. | The number of sampling dates was reduced, resulting in less info to determine long-term treatment effectiveness. | Total metals data set is limited to only two sampling events.
Final Danny T Adit Treatability Study Year 1 Technical Memorandum, Barker-Hughesville Mining District Superfund Site Cascade and Judith Basin Counties, Montana | BARKER HUGHESVILLE MINING DISTRICT | MT6122307485 | N/A | N/A | MGOH | Data not provided | Alkaline Addition pre-treatment - Mg(OH)2 | Passive | Magnesium hydroxide Mg(OH)2 | Pre-treatment | Danny T adit water | Y | Pre-treatment | Batteries used to run metering pump, slurry mixer, and timer switch | Remote central Montana, southeast of Great Falls/no constraints noted | Pilot | June - September 2013 | Copper | Cu, total | µg/L | N | N/A | [9 empty] | 362 | 1180 | 69.322 | Data not provided | Data not provided | Data not provided | Data not provided | Data not provided | Data not provided | Data not provided | Data not provided |  | Effluent | 5.54 | 3.17 | mg/L | 17.66 | °C | Data not provided | N/A | Data not provided | N/A | 114.1 | mV | 2058 | µS/cm | 33.9 | %DO | Data not provided | Data not provided | Data not provided | Data not provided | Data not provided | Data not provided | Data not provided | Data not provided | Data not provided | Data not provided | Data not provided | Data not provided | Alkaline addition using a magnesium hydroxide (Mg(OH)2) solution. | Data not provided | Data not provided
Final Danny T Adit Treatability Study Year 1 Technical Memorandum, Barker-Hughesville Mining District Superfund Site Cascade and Judith Basin Counties, Montana | BARKER HUGHESVILLE MINING DISTRICT | MT6122307485 | N/A | N/A | MGOH | Data not provided | Alkaline Addition pre-treatment - Mg(OH)2 | Passive | Magnesium hydroxide Mg(OH)2 | Pre-treatment | Danny T adit water | Y | Pre-treatment | Batteries used to run metering pump, slurry mixer, and timer switch | Remote central Montana, southeast of Great Falls/no constraints noted | Pilot | June - September 2013 | Copper | Cu, dissolved | µg/L | N | N/A | [9 empty] | 79 | 1120 | 92.9464 | Data not provided | Data not provided | Data not provided | Data not provided | Data not provided | Data not provided | Data not provided | Data not provided |  | Effluent | 5.54 | 3.17 | mg/L | 17.66 | °C | Data not provided | N/A | Data not provided | N/A | 114.1 | mV | 2058 | µS/cm | 33.9 | %DO | Data not provided | Data not provided | Data not provided | Data not provided | Data not provided | Data not provided | Data not provided | Data not provided | Data not provided | Data not provided | Data not provided | Data not provided | Alkaline addition using a magnesium hydroxide (Mg(OH)2) solution. | The number of sampling dates was reduced, resulting in less info to determine long-term treatment effectiveness. | Total metals data set is limited to only two sampling events.
Final Danny T Adit Treatability Study Year 1 Technical Memorandum, Barker-Hughesville Mining District Superfund Site Cascade and Judith Basin Counties, Montana | BARKER HUGHESVILLE MINING DISTRICT | MT6122307485 | N/A | N/A | SAPS | Data not provided | Successive alkalinity producing system (SAPS) pre-treatment | Passive | Successive alkalinity producing system (SAPS) | Pre-treatment | Danny T adit water | Y | Pre-treatment | Batteries used to run metering pump, slurry mixer, and timer switch | Remote central Montana, southeast of Great Falls/no constraints noted | Pilot | June - September 2013 | Copper | Cu, total | µg/L | N | N/A | 2040 | 88 | 95.6863 | [9 empty] | Data not provided | Data not provided | Data not provided | Data not provided | Data not provided | Data not provided | Data not provided | Data not provided |  | Influent | 2.81 | 6.48 | mg/L | 25 | °C | Data not provided | N/A | Data not provided | N/A | 490.9 | mV | 2267 | µS/cm | None | N/A | Data not provided | Data not provided | Data not provided | Data not provided | Data not provided | Data not provided | Data not provided | Data not provided | Data not provided | Data not provided | Data not provided | Data not provided | Pre-treatment substrate of limestone gravel overlain by a manure and compost layer. | Data not provided | Data not provided
Final Danny T Adit Treatability Study Year 1 Technical Memorandum, Barker-Hughesville Mining District Superfund Site Cascade and Judith Basin Counties, Montana | BARKER HUGHESVILLE MINING DISTRICT | MT6122307485 | N/A | N/A | SAPS | Data not provided | Successive alkalinity producing system (SAPS) pre-treatment | Passive | Successive alkalinity producing system (SAPS) | Pre-treatment | Danny T adit water | Y | Pre-treatment | Batteries used to run metering pump, slurry mixer, and timer switch | Remote central Montana, southeast of Great Falls/no constraints noted | Pilot | June - September 2013 | Copper | Cu, dissolved | µg/L | N | N/A | 2160 | 5 U | 99.8843 | [9 empty] | Data not provided | Data not provided | Data not provided | Data not provided | Data not provided | Data not provided | Data not provided | Data not provided |  | Influent | 2.81 | 6.48 | mg/L | 25 | °C | Data not provided | N/A | Data not provided | N/A | 490.9 | mV | 2267 | µS/cm | None | N/A | Data not provided | Data not provided | Data not provided | Data not provided | Data not provided | Data not provided | Data not provided | Data not provided | Data not provided | Data not provided | Data not provided | Data not provided | Pre-treatment substrate of limestone gravel overlain by a manure and compost layer. | The number of sampling dates was reduced, resulting in less info to determine long-term treatment effectiveness. | Total metals data set is limited to only two sampling events. | U = under the detection limit.
Final Danny T Adit Treatability Study Year 1 Technical Memorandum, Barker-Hughesville Mining District Superfund Site Cascade and Judith Basin Counties, Montana | BARKER HUGHESVILLE MINING DISTRICT | MT6122307485 | N/A | N/A | SAPS | Data not provided | Successive alkalinity producing system (SAPS) pre-treatment | Passive | Successive alkalinity producing system (SAPS) | Pre-treatment | Danny T adit water | Y | Pre-treatment | Batteries used to run metering pump, slurry mixer, and timer switch | Remote central Montana, southeast of Great Falls/no constraints noted | Pilot | June - September 2013 | Copper | Cu, total | µg/L | N | N/A |  |  |  | 1180 | 10100 | -755.9322 | [6 empty] | Data not provided | Data not provided | Data not provided | Data not provided | Data not provided | Data not provided | Data not provided | Data not provided |  | Influent | 2.85 | 2.41 | mg/L | 21.72 | °C | Data not provided | N/A | Data not provided | N/A | 382.6 | mV | 2404 | µS/cm | 27.1 | %DO | Data not provided | Data not provided | Data not provided | Data not provided | Data not provided | Data not provided | Data not provided | Data not provided | Data not provided | Data not provided | Data not provided | Data not provided | Pre-treatment substrate of limestone gravel overlain by a manure and compost layer. | Data not provided | Data not provided
Final Danny T Adit Treatability Study Year 1 Technical Memorandum, Barker-Hughesville Mining District Superfund Site Cascade and Judith Basin Counties, Montana | BARKER HUGHESVILLE MINING DISTRICT | MT6122307485 | N/A | N/A | SAPS | Data not provided | Successive alkalinity producing system (SAPS) pre-treatment | Passive | Successive alkalinity producing system (SAPS) | Pre-treatment | Danny T adit water | Y | Pre-treatment | Batteries used to run metering pump, slurry mixer, and timer switch | Remote central Montana, southeast of Great Falls/no constraints noted | Pilot | June - September 2013 | Copper | Cu, dissolved | µg/L | N | N/A |  |  |  | 924 | 780 | 15.5844 | [6 empty] | Data not provided | Data not provided | Data not provided | Data not provided | Data not provided | Data not provided | Data not provided | Data not provided |  | Influent | 2.8 | 2.19 | mg/L | 25.14 | °C | Data not provided | N/A | Data not provided | N/A | 492.7 | mV | 3394 | µS/cm | 26 | %DO | Data not provided | Data not provided | Data not provided | Data not provided | Data not provided | Data not provided | Data not provided | Data not provided | Data not provided | Data not provided | Data not provided | Data not provided | Pre-treatment substrate of limestone gravel overlain by a manure and compost layer. | The number of sampling dates was reduced, resulting in less info to determine long-term treatment effectiveness. | Total metals data set is limited to only two sampling events.
Final Danny T Adit Treatability Study Year 1 Technical Memorandum, Barker-Hughesville Mining District Superfund Site Cascade and Judith Basin Counties, Montana | BARKER HUGHESVILLE MINING DISTRICT | MT6122307485 | N/A | N/A | SAPS | Data not provided | Successive alkalinity producing system (SAPS) pre-treatment | Passive | Successive alkalinity producing system (SAPS) | Pre-treatment | Danny T adit water | Y | Pre-treatment | Batteries used to run metering pump, slurry mixer, and timer switch | Remote central Montana, southeast of Great Falls/no constraints noted | Pilot | June - September 2013 | Copper | Cu, total | µg/L | N | N/A | [6 empty] | 10100 | 1180 | -755.9322 |  |  |  | Data not provided | Data not provided | Data not provided | Data not provided | Data not provided | Data not provided | Data not provided | Data not provided |  | Effluent | 5.22 | 1.58 | mg/L | 17.74 | °C | Data not provided | N/A | Data not provided | N/A | 132.8 | mV | 2091 | µS/cm | 15.8 | %DO | Data not provided | Data not provided | Data not provided | Data not provided | Data not provided | Data not provided | Data not provided | Data not provided | Data not provided | Data not provided | Data not provided | Data not provided | Pre-treatment substrate of limestone gravel overlain by a manure and compost layer. | Data not provided | Data not provided
Final Danny T Adit Treatability Study Year 1 Technical Memorandum, Barker-Hughesville Mining District Superfund Site Cascade and Judith Basin Counties, Montana | BARKER HUGHESVILLE MINING DISTRICT | MT6122307485 | N/A | N/A | SAPS | Data not provided | Successive alkalinity producing system (SAPS) pre-treatment | Passive | Successive alkalinity producing system (SAPS) | Pre-treatment | Danny T adit water | Y | Pre-treatment | Batteries used to run metering pump, slurry mixer, and timer switch | Remote central Montana, southeast of Great Falls/no constraints noted | Pilot | June - September 2013 | Copper | Cu, dissolved | µg/L | N | N/A | [6 empty] | 780 | 924 | 15.5844 |  |  |  | Data not provided | Data not provided | Data not provided | Data not provided | Data not provided | Data not provided | Data not provided | Data not provided |  | Effluent | 5.54 | 4.14 | mg/L | 17.27 | °C | Data not provided | N/A | Data not provided | N/A | 135.2 | mV | 3011 | µS/cm | 42.6 | %DO | Data not provided | Data not provided | Data not provided | Data not provided | Data not provided | Data not provided | Data not provided | Data not provided | Data not provided | Data not provided | Data not provided | Data not provided | Pre-treatment substrate of limestone gravel overlain by a manure and compost layer. | The number of sampling dates was reduced, resulting in less info to determine long-term treatment effectiveness. | Total metals data set is limited to only two sampling events.
Final Danny T Adit Treatability Study Year 1 Technical Memorandum, Barker-Hughesville Mining District Superfund Site Cascade and Judith Basin Counties, Montana | BARKER HUGHESVILLE MINING DISTRICT | MT6122307485 | N/A | N/A | SAPS | Data not provided | Successive alkalinity producing system (SAPS) pre-treatment | Passive | Successive alkalinity producing system (SAPS) | Pre-treatment | Danny T adit water | Y | Pre-treatment | Batteries used to run metering pump, slurry mixer, and timer switch | Remote central Montana, southeast of Great Falls/no constraints noted | Pilot | June - September 2013 | Copper | Cu, total | µg/L | N | N/A | [9 empty] | 88 | 2040 | 95.6863 | Data not provided | Data not provided | Data not provided | Data not provided | Data not provided | Data not provided | Data not provided | Data not provided |  | Effluent | 6.38 | 0.09 | mg/L | 21.97 | °C | Data not provided | N/A | Data not provided | N/A | -157.6 | mV | 2434 | µS/cm | None | N/A | Data not provided | Data not provided | Data not provided | Data not provided | Data not provided | Data not provided | Data not provided | Data not provided | Data not provided | Data not provided | Data not provided | Data not provided | Pre-treatment substrate of limestone gravel overlain by a manure and compost layer. | Data not provided | Data not provided
Final Danny T Adit Treatability Study Year 1 Technical Memorandum, Barker-Hughesville Mining District Superfund Site Cascade and Judith Basin Counties, Montana | BARKER HUGHESVILLE MINING DISTRICT | MT6122307485 | N/A | N/A | SAPS | Data not provided | Successive alkalinity producing system (SAPS) pre-treatment | Passive | Successive alkalinity producing system (SAPS) | Pre-treatment | Danny T adit water | Y | Pre-treatment | Batteries used to run metering pump, slurry mixer, and timer switch | Remote central Montana, southeast of Great Falls/no constraints noted | Pilot | June - September 2013 | Copper | Cu, dissolved | µg/L | N | N/A | [9 empty] | 5 U | 1,130–2,160 | 99.8 - 99.9 | Data not provided | Data not provided | Data not provided | Data not provided | Data not provided | Data not provided | Data not provided | Data not provided |  | Effluent | 5.22–6.38 | 0.09–1.58 | mg/L | 17.74–21.97 | °C | Data not provided | N/A | Data not provided | N/A | 132–(-)157.6 | mV | 2,091–2,434 | µS/cm | NA–15.8 | %DO | Data not provided | Data not provided | Data not provided | Data not provided | Data not provided | Data not provided | Data not provided | Data not provided | Data not provided | Data not provided | Data not provided | Data not provided | Pre-treatment substrate of limestone gravel overlain by a manure and compost layer. | The number of sampling dates was reduced, resulting in less info to determine long-term treatment effectiveness. | Total metals data set is limited to only two sampling events. | U = under the detection limit. A range of values is shown the reflect multiple days with effluent under the detection limit.
Final Danny T Adit Treatability Study Year 1 Technical Memorandum, Barker-Hughesville Mining District Superfund Site Cascade and Judith Basin Counties, Montana | BARKER HUGHESVILLE MINING DISTRICT | MT6122307485 | N/A | N/A | BCR1 | Data not provided | Biochemical reactor (BCR) without pre-treatment (BCR1) | Passive | Biochemical reactor (BCR) | No pre-treatment | Danny T adit water | N | BCR without pre-treatment | Batteries used to run metering pump, slurry mixer, and timer switch | Remote central Montana, southeast of Great Falls/no constraints noted | Pilot | June - September 2013 | Iron | Fe, total | µg/L | N | N/A | 179000 | 8490 | 95.257 | [9 empty] | Data not provided | Data not provided | Data not provided | Data not provided | Data not provided | Data not provided | Data not provided | Data not provided |  | Influent | 2.81 | 6.48 | mg/L | 25 | °C | Data not provided | N/A | Data not provided | N/A | 490.9 | mV | 2267 | µS/cm | None | N/A | Data not provided | Data not provided | Data not provided | Data not provided | Data not provided | Data not provided | N | Acute and chronic ambient water quality standards | Data not provided | Data not provided | Results support the need for pretreatment of high acidity MIW ahead of the BCR. | Data not provided | Substrate: sawdust, wood chips, compost, dairy manure and limestone chips. BCR substrate composition was modified due to a shortage of available manure and limestone. The shortage of manure and limestone may have had a negative impact on treatment effectiveness in the BCRs. | Data not provided | Data not provided
Final Danny T Adit Treatability Study Year 1 Technical Memorandum, Barker-Hughesville Mining District Superfund Site Cascade and Judith Basin Counties, Montana | BARKER HUGHESVILLE MINING DISTRICT | MT6122307485 | N/A | N/A | BCR1 | Data not provided | Biochemical reactor (BCR) without pre-treatment (BCR1) | Passive | Biochemical reactor (BCR) | No pre-treatment | Danny T adit water | N | BCR without pre-treatment | Batteries used to run metering pump, slurry mixer, and timer switch | Remote central Montana, southeast of Great Falls/no constraints noted | Pilot | June - September 2013 | Iron | Fe, dissolved | µg/L | N | N/A | 180000 | 5100 | 97.1667 | [9 empty] | Data not provided | Data not provided | Data not provided | Data not provided | Data not provided | Data not provided | Data not provided | Data not provided |  | Influent | 2.81 | 6.48 | mg/L | 25 | °C | Data not provided | N/A | Data not provided | N/A | 490.9 | mV | 2267 | µS/cm | None | N/A | Data not provided | Data not provided | Data not provided | Data not provided | Data not provided | Data not provided | N | Acute and chronic ambient water quality standards | Data not provided | Data not provided | Results support the need for pretreatment of high acidity MIW ahead of the BCR. | Data not provided | Substrate: sawdust, wood chips, compost, dairy manure and limestone chips. BCR substrate composition was modified due to a shortage of available manure and limestone. The shortage of manure and limestone may have had a negative impact on treatment effectiveness in the BCRs. | The number of sampling dates was reduced, resulting in less info to determine long-term treatment effectiveness. | Total metals data set is limited to only two sampling events.
Final Danny T Adit Treatability Study Year 1 Technical Memorandum, Barker-Hughesville Mining District Superfund Site Cascade and Judith Basin Counties, Montana | BARKER HUGHESVILLE MINING DISTRICT | MT6122307485 | N/A | N/A | BCR1 | Data not provided | Biochemical reactor (BCR) without pre-treatment (BCR1) | Passive | Biochemical reactor (BCR) | No pre-treatment | Danny T adit water | N | BCR without pre-treatment | Batteries used to run metering pump, slurry mixer, and timer switch | Remote central Montana, southeast of Great Falls/no constraints noted | Pilot | June - September 2013 | Iron | Fe, total | µg/L | N | N/A |  |  |  | 129000 | 83400 | 35.3488 | [6 empty] | Data not provided | Data not provided | Data not provided | Data not provided | Data not provided | Data not provided | Data not provided | Data not provided |  | Influent | 2.85 | 2.41 | mg/L | 21.72 | °C | Data not provided | N/A | Data not provided | N/A | 382.6 | mV | 2404 | µS/cm | 27.1 | %DO | Data not provided | Data not provided | Data not provided | Data not provided | Data not provided | Data not provided | N | Acute and chronic ambient water quality standards | Data not provided | Data not provided | Results support the need for pretreatment of high acidity MIW ahead of the BCR. | Data not provided | Substrate: sawdust, wood chips, compost, dairy manure and limestone chips. BCR substrate composition was modified due to a shortage of available manure and limestone. The shortage of manure and limestone may have had a negative impact on treatment effectiveness in the BCRs. | Data not provided | Data not provided
Final Danny T Adit Treatability Study Year 1 Technical Memorandum, Barker-Hughesville Mining District Superfund Site Cascade and Judith Basin Counties, Montana | BARKER HUGHESVILLE MINING DISTRICT | MT6122307485 | N/A | N/A | BCR1 | Data not provided | Biochemical reactor (BCR) without pre-treatment (BCR1) | Passive | Biochemical reactor (BCR) | No pre-treatment | Danny T adit water | N | BCR without pre-treatment | Batteries used to run metering pump, slurry mixer, and timer switch | Remote central Montana, southeast of Great Falls/no constraints noted | Pilot | June - September 2013 | Iron | Fe, dissolved | µg/L | N | N/A |  |  |  | 112000 | 74700 | 33.3036 | [6 empty] | Data not provided | Data not provided | Data not provided | Data not provided | Data not provided | Data not provided | Data not provided | Data not provided |  | Influent | 2.8 | 2.19 | mg/L | 25.14 | °C | Data not provided | N/A | Data not provided | N/A | 492.7 | mV | 3394 | µS/cm | 26 | %DO | Data not provided | Data not provided | Data not provided | Data not provided | Data not provided | Data not provided | N | Acute and chronic ambient water quality standards | Data not provided | Data not provided | Results support the need for pretreatment of high acidity MIW ahead of the BCR. | Data not provided | Substrate: sawdust, wood chips, compost, dairy manure and limestone chips. BCR substrate composition was modified due to a shortage of available manure and limestone. The shortage of manure and limestone may have had a negative impact on treatment effectiveness in the BCRs. | The number of sampling dates was reduced, resulting in less info to determine long-term treatment effectiveness. | Total metals data set is limited to only two sampling events.
Final Danny T Adit Treatability Study Year 1 Technical Memorandum, Barker-Hughesville Mining District Superfund Site Cascade and Judith Basin Counties, Montana | BARKER HUGHESVILLE MINING DISTRICT | MT6122307485 | N/A | N/A | BCR1 | Data not provided | Biochemical reactor (BCR) without pre-treatment (BCR1) | Passive | Biochemical reactor (BCR) | No pre-treatment | Danny T adit water | N | BCR without pre-treatment | Batteries used to run metering pump, slurry mixer, and timer switch | Remote central Montana, southeast of Great Falls/no constraints noted | Pilot | June - September 2013 | Iron | Fe, total | µg/L | N | N/A | [6 empty] | 84400 | 129000 | 34.5736 |  |  |  | Data not provided | Data not provided | Data not provided | Data not provided | Data not provided | Data not provided | Data not provided | Data not provided |  | Effluent | 5.91 | 1.5 | mg/L | 17.95 | °C | Data not provided | N/A | Data not provided | N/A | -46.6 | mV | 2190 | µS/cm | 15.9 | %DO | Data not provided | Data not provided | Data not provided | Data not provided | Data not provided | Data not provided | N | Acute and chronic ambient water quality standards | Data not provided | Data not provided | Results support the need for pretreatment of high acidity MIW ahead of the BCR. | Data not provided | Substrate: sawdust, wood chips, compost, dairy manure and limestone chips. BCR substrate composition was modified due to a shortage of available manure and limestone. The shortage of manure and limestone may have had a negative impact on treatment effectiveness in the BCRs. | Data not provided | Data not provided
Final Danny T Adit Treatability Study Year 1 Technical Memorandum, Barker-Hughesville Mining District Superfund Site Cascade and Judith Basin Counties, Montana | BARKER HUGHESVILLE MINING DISTRICT | MT6122307485 | N/A | N/A | BCR1 | Data not provided | Biochemical reactor (BCR) without pre-treatment (BCR1) | Passive | Biochemical reactor (BCR) | No pre-treatment | Danny T adit water | N | BCR without pre-treatment | Batteries used to run metering pump, slurry mixer, and timer switch | Remote central Montana, southeast of Great Falls/no constraints noted | Pilot | June - September 2013 | Iron | Fe, dissolved | µg/L | N | N/A | [6 empty] | 138000 | 162000 | 14.8148 |  |  |  | Data not provided | Data not provided | Data not provided | Data not provided | Data not provided | Data not provided | Data not provided | Data not provided |  | Effluent | 5.7 | 1.33 | mg/L | 14.95 | °C | Data not provided | N/A | Data not provided | N/A | 77.2 | mV | 2424 | µS/cm | 13.6 | %DO | Data not provided | Data not provided | Data not provided | Data not provided | Data not provided | Data not provided | N | Acute and chronic ambient water quality standards | Data not provided | Data not provided | Results support the need for pretreatment of high acidity MIW ahead of the BCR. | Data not provided | Substrate: sawdust, wood chips, compost, dairy manure and limestone chips. BCR substrate composition was modified due to a shortage of available manure and limestone. The shortage of manure and limestone may have had a negative impact on treatment effectiveness in the BCRs. | The number of sampling dates was reduced, resulting in less info to determine long-term treatment effectiveness. | Total metals data set is limited to only two sampling events.
Final Danny T Adit Treatability Study Year 1 Technical Memorandum, Barker-Hughesville Mining District Superfund Site Cascade and Judith Basin Counties, Montana | BARKER HUGHESVILLE MINING DISTRICT | MT6122307485 | N/A | N/A | BCR1 | Data not provided | Biochemical reactor (BCR) without pre-treatment (BCR1) | Passive | Biochemical reactor (BCR) | No pre-treatment | Danny T adit water | N | BCR without pre-treatment | Batteries used to run metering pump, slurry mixer, and timer switch | Remote central Montana, southeast of Great Falls/no constraints noted | Pilot | June - September 2013 | Iron | Fe, total | µg/L | N | N/A | [9 empty] | 8490 | 179000 | 95.257 | Data not provided | Data not provided | Data not provided | Data not provided | Data not provided | Data not provided | Data not provided | Data not provided |  | Effluent | 6.07 | 0.02 | mg/L | 20.6 | °C | Data not provided | N/A | Data not provided | N/A | -163 | mV | 3505 | µS/cm | None | N/A | Data not provided | Data not provided | Data not provided | Data not provided | Data not provided | Data not provided | N | Acute and chronic ambient water quality standards | Data not provided | Data not provided | Results support the need for pretreatment of high acidity MIW ahead of the BCR. | Data not provided | Substrate: sawdust, wood chips, compost, dairy manure and limestone chips. BCR substrate composition was modified due to a shortage of available manure and limestone. The shortage of manure and limestone may have had a negative impact on treatment effectiveness in the BCRs. | Data not provided | Data not provided
Final Danny T Adit Treatability Study Year 1 Technical Memorandum, Barker-Hughesville Mining District Superfund Site Cascade and Judith Basin Counties, Montana | BARKER HUGHESVILLE MINING DISTRICT | MT6122307485 | N/A | N/A | BCR1 | Data not provided | Biochemical reactor (BCR) without pre-treatment (BCR1) | Passive | Biochemical reactor (BCR) | No pre-treatment | Danny T adit water | N | BCR without pre-treatment | Batteries used to run metering pump, slurry mixer, and timer switch | Remote central Montana, southeast of Great Falls/no constraints noted | Pilot | June - September 2013 | Iron | Fe, dissolved | µg/L | N | N/A | [9 empty] | 5100 | 180000 | 97.1667 | Data not provided | Data not provided | Data not provided | Data not provided | Data not provided | Data not provided | Data not provided | Data not provided |  | Effluent | 6.07 | 0.02 | mg/L | 20.6 | °C | Data not provided | N/A | Data not provided | N/A | -163 | mV | 3505 | µS/cm | None | N/A | Data not provided | Data not provided | Data not provided | Data not provided | Data not provided | Data not provided | N | Acute and chronic ambient water quality standards | Data not provided | Data not provided | Results support the need for pretreatment of high acidity MIW ahead of the BCR. | Data not provided | Substrate: sawdust, wood chips, compost, dairy manure and limestone chips. BCR substrate composition was modified due to a shortage of available manure and limestone. The shortage of manure and limestone may have had a negative impact on treatment effectiveness in the BCRs. | The number of sampling dates was reduced, resulting in less info to determine long-term treatment effectiveness. | Total metals data set is limited to only two sampling events.
Final Danny T Adit Treatability Study Year 1 Technical Memorandum, Barker-Hughesville Mining District Superfund Site Cascade and Judith Basin Counties, Montana | BARKER HUGHESVILLE MINING DISTRICT | MT6122307485 | N/A | N/A | BCR2 | Data not provided | Biochemical reactor (BCR) with SAPS pre-treatment (BCR2) | Passive | Biochemical reactor (BCR) | Pre-treatment | Danny T adit water | Y | BCR with pre-treatment | Batteries used to run metering pump, slurry mixer, and timer switch | Remote central Montana, southeast of Great Falls/no constraints noted | Pilot | June - September 2013 | Iron | Fe, total | µg/L | N | N/A | 179000 | 6540 | 96.3464 | [9 empty] | Data not provided | Data not provided | Data not provided | Data not provided | Data not provided | Data not provided | Data not provided | Data not provided |  | Influent | 2.81 | 6.48 | mg/L | 25 | °C | Data not provided | N/A | Data not provided | N/A | 490.9 | mV | 2267 | µS/cm | None | N/A | Data not provided | Data not provided | Data not provided | Data not provided | Data not provided | Data not provided | N | Acute and chronic ambient water quality standards | Data not provided | Data not provided | Data not provided | Data not provided | Substrate: sawdust, wood chips, compost, dairy manure and limestone chips. BCR substrate composition was modified due to a shortage of available manure and limestone. The shortage of manure and limestone may have had a negative impact on treatment effectiveness in the BCRs. | Data not provided | Data not provided
Final Danny T Adit Treatability Study Year 1 Technical Memorandum, Barker-Hughesville Mining District Superfund Site Cascade and Judith Basin Counties, Montana | BARKER HUGHESVILLE MINING DISTRICT | MT6122307485 | N/A | N/A | BCR2 | Data not provided | Biochemical reactor (BCR) with SAPS pre-treatment (BCR2) | Passive | Biochemical reactor (BCR) | Pre-treatment | Danny T adit water | Y | BCR with pre-treatment | Batteries used to run metering pump, slurry mixer, and timer switch | Remote central Montana, southeast of Great Falls/no constraints noted | Pilot | June - September 2013 | Iron | Fe, dissolved | µg/L | N | N/A | 180000 | 5080 | 97.1778 | [9 empty] | Data not provided | Data not provided | Data not provided | Data not provided | Data not provided | Data not provided | Data not provided | Data not provided |  | Influent | 2.81 | 6.48 | mg/L | 25 | °C | Data not provided | N/A | Data not provided | N/A | 490.9 | mV | 2267 | µS/cm | None | N/A | Data not provided | Data not provided | Data not provided | Data not provided | Data not provided | Data not provided | N | Acute and chronic ambient water quality standards | Data not provided | Data not provided | Decline in Fe removal is likely due to the lack of sulfate reduction in the substrate. | Data not provided | Substrate: sawdust, wood chips, compost, dairy manure and limestone chips. BCR substrate composition was modified due to a shortage of available manure and limestone. The shortage of manure and limestone may have had a negative impact on treatment effectiveness in the BCRs. | The number of sampling dates was reduced, resulting in less info to determine long-term treatment effectiveness. | Total metals data set is limited to only two sampling events.
Final Danny T Adit Treatability Study Year 1 Technical Memorandum, Barker-Hughesville Mining District Superfund Site Cascade and Judith Basin Counties, Montana | BARKER HUGHESVILLE MINING DISTRICT | MT6122307485 | N/A | N/A | BCR2 | Data not provided | Biochemical reactor (BCR) with SAPS pre-treatment (BCR2) | Passive | Biochemical reactor (BCR) | Pre-treatment | Danny T adit water | Y | BCR with pre-treatment | Batteries used to run metering pump, slurry mixer, and timer switch | Remote central Montana, southeast of Great Falls/no constraints noted | Pilot | June - September 2013 | Iron | Fe, total | µg/L | N | N/A |  |  |  | 129000 | 45000 | 65.1163 | [6 empty] | Data not provided | Data not provided | Data not provided | Data not provided | Data not provided | Data not provided | Data not provided | Data not provided |  | Influent | 2.85 | 2.41 | mg/L | 21.72 | °C | Data not provided | N/A | Data not provided | N/A | 382.6 | mV | 2404 | µS/cm | 27.1 | %DO | Data not provided | Data not provided | Data not provided | Data not provided | Data not provided | Data not provided | N | Acute and chronic ambient water quality standards | Data not provided | Data not provided | Data not provided | Data not provided | Substrate: sawdust, wood chips, compost, dairy manure and limestone chips. BCR substrate composition was modified due to a shortage of available manure and limestone. The shortage of manure and limestone may have had a negative impact on treatment effectiveness in the BCRs. | Data not provided | Data not provided
Final Danny T Adit Treatability Study Year 1 Technical Memorandum, Barker-Hughesville Mining District Superfund Site Cascade and Judith Basin Counties, Montana | BARKER HUGHESVILLE MINING DISTRICT | MT6122307485 | N/A | N/A | BCR2 | Data not provided | Biochemical reactor (BCR) with SAPS pre-treatment (BCR2) | Passive | Biochemical reactor (BCR) | Pre-treatment | Danny T adit water | Y | BCR with pre-treatment | Batteries used to run metering pump, slurry mixer, and timer switch | Remote central Montana, southeast of Great Falls/no constraints noted | Pilot | June - September 2013 | Iron | Fe, dissolved | µg/L | N | N/A |  |  |  | 112000 | 33700 | 69.9107 | [6 empty] | Data not provided | Data not provided | Data not provided | Data not provided | Data not provided | Data not provided | Data not provided | Data not provided |  | Influent | 2.8 | 2.19 | mg/L | 25.14 | °C | Data not provided | N/A | Data not provided | N/A | 492.7 | mV | 3394 | µS/cm | 26 | %DO | Data not provided | Data not provided | Data not provided | Data not provided | Data not provided | Data not provided | N | Acute and chronic ambient water quality standards | Data not provided | Data not provided | Decline in Fe removal is likely due to the lack of sulfate reduction in the substrate. | Data not provided | Substrate: sawdust, wood chips, compost, dairy manure and limestone chips. BCR substrate composition was modified due to a shortage of available manure and limestone. The shortage of manure and limestone may have had a negative impact on treatment effectiveness in the BCRs. | The number of sampling dates was reduced, resulting in less info to determine long-term treatment effectiveness. | Total metals data set is limited to only two sampling events.
Final Danny T Adit Treatability Study Year 1 Technical Memorandum, Barker-Hughesville Mining District Superfund Site Cascade and Judith Basin Counties, Montana | BARKER HUGHESVILLE MINING DISTRICT | MT6122307485 | N/A | N/A | BCR2 | Data not provided | Biochemical reactor (BCR) with SAPS pre-treatment (BCR2) | Passive | Biochemical reactor (BCR) | Pre-treatment | Danny T adit water | Y | BCR with pre-treatment | Batteries used to run metering pump, slurry mixer, and timer switch | Remote central Montana, southeast of Great Falls/no constraints noted | Pilot | June - September 2013 | Iron | Fe, total | µg/L | N | N/A | [6 empty] | 45000 | 129000 | 65.1163 |  |  |  | Data not provided | Data not provided | Data not provided | Data not provided | Data not provided | Data not provided | Data not provided | Data not provided |  | Effluent | 6.16 | 1.67 | mg/L | 17.67 | °C | Data not provided | N/A | Data not provided | N/A | -28 | mV | 2187 | µS/cm | 17.8 | %DO | Data not provided | Data not provided | Data not provided | Data not provided | Data not provided | Data not provided | N | Acute and chronic ambient water quality standards | Data not provided | Data not provided | Data not provided | Data not provided | Substrate: sawdust, wood chips, compost, dairy manure and limestone chips. BCR substrate composition was modified due to a shortage of available manure and limestone. The shortage of manure and limestone may have had a negative impact on treatment effectiveness in the BCRs. | Data not provided | Data not provided
Final Danny T Adit Treatability Study Year 1 Technical Memorandum, Barker-Hughesville Mining District Superfund Site Cascade and Judith Basin Counties, Montana | BARKER HUGHESVILLE MINING DISTRICT | MT6122307485 | N/A | N/A | BCR2 | Data not provided | Biochemical reactor (BCR) with SAPS pre-treatment (BCR2) | Passive | Biochemical reactor (BCR) | Pre-treatment | Danny T adit water | Y | BCR with pre-treatment | Batteries used to run metering pump, slurry mixer, and timer switch | Remote central Montana, southeast of Great Falls/no constraints noted | Pilot | June - September 2013 | Iron | Fe, dissolved | µg/L | N | N/A | [6 empty] | 77000 | 162000 | 52.4691 |  |  |  | Data not provided | Data not provided | Data not provided | Data not provided | Data not provided | Data not provided | Data not provided | Data not provided |  | Effluent | 6.02 | 1.62 | mg/L | 14.75 | °C | Data not provided | N/A | Data not provided | N/A | 18.7 | mV | 2397 | µS/cm | 16.4 | %DO | Data not provided | Data not provided | Data not provided | Data not provided | Data not provided | Data not provided | N | Acute and chronic ambient water quality standards | Data not provided | Data not provided | Decline in Fe removal is likely due to the lack of sulfate reduction in the substrate. | Data not provided | Substrate: sawdust, wood chips, compost, dairy manure and limestone chips. BCR substrate composition was modified due to a shortage of available manure and limestone. The shortage of manure and limestone may have had a negative impact on treatment effectiveness in the BCRs. | The number of sampling dates was reduced, resulting in less info to determine long-term treatment effectiveness. | Total metals data set is limited to only two sampling events.
Final Danny T Adit Treatability Study Year 1 Technical Memorandum, Barker-Hughesville Mining District Superfund Site Cascade and Judith Basin Counties, Montana | BARKER HUGHESVILLE MINING DISTRICT | MT6122307485 | N/A | N/A | BCR2 | Data not provided | Biochemical reactor (BCR) with SAPS pre-treatment (BCR2) | Passive | Biochemical reactor (BCR) | Pre-treatment | Danny T adit water | Y | BCR with pre-treatment | Batteries used to run metering pump, slurry mixer, and timer switch | Remote central Montana, southeast of Great Falls/no constraints noted | Pilot | June - September 2013 | Iron | Fe, total | µg/L | N | N/A | [9 empty] | 6540 | 179000 | 96.3464 | Data not provided | Data not provided | Data not provided | Data not provided | Data not provided | Data not provided | Data not provided | Data not provided |  | Effluent | 6.29 | 0.05 | mg/L | 20.2 | °C | Data not provided | N/A | Data not provided | N/A | -153.8 | mV | 4954 | µS/cm | None | N/A | Data not provided | Data not provided | Data not provided | Data not provided | Data not provided | Data not provided | N | Acute and chronic ambient water quality standards | Data not provided | Data not provided | Data not provided | Data not provided | Substrate: sawdust, wood chips, compost, dairy manure and limestone chips. BCR substrate composition was modified due to a shortage of available manure and limestone. The shortage of manure and limestone may have had a negative impact on treatment effectiveness in the BCRs. | Data not provided | Data not provided
Final Danny T Adit Treatability Study Year 1 Technical Memorandum, Barker-Hughesville Mining District Superfund Site Cascade and Judith Basin Counties, Montana | BARKER HUGHESVILLE MINING DISTRICT | MT6122307485 | N/A | N/A | BCR2 | Data not provided | Biochemical reactor (BCR) with SAPS pre-treatment (BCR2) | Passive | Biochemical reactor (BCR) | Pre-treatment | Danny T adit water | Y | BCR with pre-treatment | Batteries used to run metering pump, slurry mixer, and timer switch | Remote central Montana, southeast of Great Falls/no constraints noted | Pilot | June - September 2013 | Iron | Fe, dissolved | µg/L | N | N/A | [9 empty] | 5080 | 180000 | 97.1778 | Data not provided | Data not provided | Data not provided | Data not provided | Data not provided | Data not provided | Data not provided | Data not provided |  | Effluent | 6.29 | 0.05 | mg/L | 20.2 | °C | Data not provided | N/A | Data not provided | N/A | -153.8 | mV | 4954 | µS/cm | None | N/A | Data not provided | Data not provided | Data not provided | Data not provided | Data not provided | Data not provided | N | Acute and chronic ambient water quality standards | Data not provided | Data not provided | Decline in Fe removal is likely due to the lack of sulfate reduction in the substrate. | Data not provided | Substrate: sawdust, wood chips, compost, dairy manure and limestone chips. BCR substrate composition was modified due to a shortage of available manure and limestone. The shortage of manure and limestone may have had a negative impact on treatment effectiveness in the BCRs. | The number of sampling dates was reduced, resulting in less info to determine long-term treatment effectiveness. | Total metals data set is limited to only two sampling events.
Final Danny T Adit Treatability Study Year 1 Technical Memorandum, Barker-Hughesville Mining District Superfund Site Cascade and Judith Basin Counties, Montana | BARKER HUGHESVILLE MINING DISTRICT | MT6122307485 | N/A | N/A | BCR3 | Data not provided | Biochemical reactor (BCR) with CHIT pre-treatment (BCR3) | Passive | Biochemical reactor (BCR) | Pre-treatment | Danny T adit water | Y | BCR with pre-treatment | Batteries used to run metering pump, slurry mixer, and timer switch | Remote central Montana, southeast of Great Falls/no constraints noted | Pilot | June - September 2013 | Iron | Fe, total | µg/L | N | N/A | 179000 | 9660 | 94.6034 | [9 empty] | Data not provided | Data not provided | Data not provided | Data not provided | Data not provided | Data not provided | Data not provided | Data not provided |  | Influent | 2.81 | 6.48 | mg/L | 25 | °C | Data not provided | N/A | Data not provided | N/A | 490.9 | mV | 2267 | µS/cm | None | N/A | Data not provided | Data not provided | Data not provided | Data not provided | Data not provided | Data not provided | Data not provided | Data not provided | Data not provided | Data not provided | The Chitorem/BCR3 treatment provided the best overall treatment performance for both metal removal and sustaining sulfate reducing conditions. | Data not provided | Substrate: sawdust, wood chips, compost, dairy manure and limestone chips. BCR substrate composition was modified due to a shortage of available manure and limestone. The shortage of manure and limestone may have had a negative impact on treatment effectiveness in the BCRs. | Data not provided | Data not provided
Final Danny T Adit Treatability Study Year 1 Technical Memorandum, Barker-Hughesville Mining District Superfund Site Cascade and Judith Basin Counties, Montana | BARKER HUGHESVILLE MINING DISTRICT | MT6122307485 | N/A | N/A | BCR3 | Data not provided | Biochemical reactor (BCR) with CHIT pre-treatment (BCR3) | Passive | Biochemical reactor (BCR) | Pre-treatment | Danny T adit water | Y | BCR with pre-treatment | Batteries used to run metering pump, slurry mixer, and timer switch | Remote central Montana, southeast of Great Falls/no constraints noted | Pilot | June - September 2013 | Iron | Fe, dissolved | µg/L | N | N/A | 180000 | 8710 | 95.1611 | [9 empty] | Data not provided | Data not provided | Data not provided | Data not provided | Data not provided | Data not provided | Data not provided | Data not provided |  | Influent | 2.81 | 6.48 | mg/L | 25 | °C | Data not provided | N/A | Data not provided | N/A | 490.9 | mV | 2267 | µS/cm | None | N/A | Data not provided | Data not provided | Data not provided | Data not provided | Data not provided | Data not provided | Y | Acute and chronic ambient water quality standards | Data not provided | Data not provided | The Chitorem/BCR3 treatment provided the best overall treatment performance for both metal removal and sustaining sulfate reducing conditions. | Data not provided | Substrate: sawdust, wood chips, compost, dairy manure and limestone chips. BCR substrate composition was modified due to a shortage of available manure and limestone. The shortage of manure and limestone may have had a negative impact on treatment effectiveness in the BCRs. | The number of sampling dates was reduced, resulting in less info to determine long-term treatment effectiveness. | Total metals data set is limited to only two sampling events.
Final Danny T Adit Treatability Study Year 1 Technical Memorandum, Barker-Hughesville Mining District Superfund Site Cascade and Judith Basin Counties, Montana | BARKER HUGHESVILLE MINING DISTRICT | MT6122307485 | N/A | N/A | BCR3 | Data not provided | Biochemical reactor (BCR) with CHIT pre-treatment (BCR3) | Passive | Biochemical reactor (BCR) | Pre-treatment | Danny T adit water | Y | BCR with pre-treatment | Batteries used to run metering pump, slurry mixer, and timer switch | Remote central Montana, southeast of Great Falls/no constraints noted | Pilot | June - September 2013 | Iron | Fe, total | µg/L | N | N/A |  |  |  | 129000 | 550 | 99.5736 | [6 empty] | Data not provided | Data not provided | Data not provided | Data not provided | Data not provided | Data not provided | Data not provided | Data not provided |  | Influent | 2.85 | 2.41 | mg/L | 21.72 | °C | Data not provided | N/A | Data not provided | N/A | 382.6 | mV | 2404 | µS/cm | 27.1 | %DO | Data not provided | Data not provided | Data not provided | Data not provided | Data not provided | Data not provided | Data not provided | Data not provided | Data not provided | Data not provided | The Chitorem/BCR3 treatment provided the best overall treatment performance for both metal removal and sustaining sulfate reducing conditions. | Data not provided | Substrate: sawdust, wood chips, compost, dairy manure and limestone chips. BCR substrate composition was modified due to a shortage of available manure and limestone. The shortage of manure and limestone may have had a negative impact on treatment effectiveness in the BCRs. | Data not provided | Data not provided
Final Danny T Adit Treatability Study Year 1 Technical Memorandum, Barker-Hughesville Mining District Superfund Site Cascade and Judith Basin Counties, Montana | BARKER HUGHESVILLE MINING DISTRICT | MT6122307485 | N/A | N/A | BCR3 | Data not provided | Biochemical reactor (BCR) with CHIT pre-treatment (BCR3) | Passive | Biochemical reactor (BCR) | Pre-treatment | Danny T adit water | Y | BCR with pre-treatment | Batteries used to run metering pump, slurry mixer, and timer switch | Remote central Montana, southeast of Great Falls/no constraints noted | Pilot | June - September 2013 | Iron | Fe, dissolved | µg/L | N | N/A |  |  |  | 112000 | 520 | 99.5357 | [6 empty] | Data not provided | Data not provided | Data not provided | Data not provided | Data not provided | Data not provided | Data not provided | Data not provided |  | Influent | 2.8 | 2.19 | mg/L | 25.14 | °C | Data not provided | N/A | Data not provided | N/A | 492.7 | mV | 3394 | µS/cm | 26 | %DO | Data not provided | Data not provided | Data not provided | Data not provided | Data not provided | Data not provided | Y | Acute and chronic ambient water quality standards | Data not provided | Data not provided | The Chitorem/BCR3 treatment provided the best overall treatment performance for both metal removal and sustaining sulfate reducing conditions. | Data not provided | Substrate: sawdust, wood chips, compost, dairy manure and limestone chips. BCR substrate composition was modified due to a shortage of available manure and limestone. The shortage of manure and limestone may have had a negative impact on treatment effectiveness in the BCRs. | The number of sampling dates was reduced, resulting in less info to determine long-term treatment effectiveness. | Total metals data set is limited to only two sampling events.
Final Danny T Adit Treatability Study Year 1 Technical Memorandum, Barker-Hughesville Mining District Superfund Site Cascade and Judith Basin Counties, Montana | BARKER HUGHESVILLE MINING DISTRICT | MT6122307485 | N/A | N/A | BCR3 | Data not provided | Biochemical reactor (BCR) with CHIT pre-treatment (BCR3) | Passive | Biochemical reactor (BCR) | Pre-treatment | Danny T adit water | Y | BCR with pre-treatment | Batteries used to run metering pump, slurry mixer, and timer switch | Remote central Montana, southeast of Great Falls/no constraints noted | Pilot | June - September 2013 | Iron | Fe, total | µg/L | N | N/A | [6 empty] | 9660 | 179000 | 94.6034 |  |  |  | Data not provided | Data not provided | Data not provided | Data not provided | Data not provided | Data not provided | Data not provided | Data not provided |  | Effluent | 6.17 | 0.04 | mg/L | 19.65 | °C | Data not provided | N/A | Data not provided | N/A | -152.5 | mV | 8162 | µS/cm | None | N/A | Data not provided | Data not provided | Data not provided | Data not provided | Data not provided | Data not provided | Data not provided | Data not provided | Data not provided | Data not provided | The Chitorem/BCR3 treatment provided the best overall treatment performance for both metal removal and sustaining sulfate reducing conditions. | Data not provided | Substrate: sawdust, wood chips, compost, dairy manure and limestone chips. BCR substrate composition was modified due to a shortage of available manure and limestone. The shortage of manure and limestone may have had a negative impact on treatment effectiveness in the BCRs. | Data not provided | Data not provided
Final Danny T Adit Treatability Study Year 1 Technical Memorandum, Barker-Hughesville Mining District Superfund Site Cascade and Judith Basin Counties, Montana | BARKER HUGHESVILLE MINING DISTRICT | MT6122307485 | N/A | N/A | BCR3 | Data not provided | Biochemical reactor (BCR) with CHIT pre-treatment (BCR3) | Passive | Biochemical reactor (BCR) | Pre-treatment | Danny T adit water | Y | BCR with pre-treatment | Batteries used to run metering pump, slurry mixer, and timer switch | Remote central Montana, southeast of Great Falls/no constraints noted | Pilot | June - September 2013 | Iron | Fe, dissolved | µg/L | N | N/A | [6 empty] | 8710 | 180000 | 95.1611 |  |  |  | Data not provided | Data not provided | Data not provided | Data not provided | Data not provided | Data not provided | Data not provided | Data not provided |  | Effluent | 6.17 | 0.04 | mg/L | 19.65 | °C | Data not provided | N/A | Data not provided | N/A | -152.5 | mV | 8162 | µS/cm | None | N/A | Data not provided | Data not provided | Data not provided | Data not provided | Data not provided | Data not provided | Y | Acute and chronic ambient water quality standards | Data not provided | Data not provided | The Chitorem/BCR3 treatment provided the best overall treatment performance for both metal removal and sustaining sulfate reducing conditions. | Data not provided | Substrate: sawdust, wood chips, compost, dairy manure and limestone chips. BCR substrate composition was modified due to a shortage of available manure and limestone. The shortage of manure and limestone may have had a negative impact on treatment effectiveness in the BCRs. | The number of sampling dates was reduced, resulting in less info to determine long-term treatment effectiveness. | Total metals data set is limited to only two sampling events.
Final Danny T Adit Treatability Study Year 1 Technical Memorandum, Barker-Hughesville Mining District Superfund Site Cascade and Judith Basin Counties, Montana | BARKER HUGHESVILLE MINING DISTRICT | MT6122307485 | N/A | N/A | BCR3 | Data not provided | Biochemical reactor (BCR) with CHIT pre-treatment (BCR3) | Passive | Biochemical reactor (BCR) | Pre-treatment | Danny T adit water | Y | BCR with pre-treatment | Batteries used to run metering pump, slurry mixer, and timer switch | Remote central Montana, southeast of Great Falls/no constraints noted | Pilot | June - September 2013 | Iron | Fe, total | µg/L | N | N/A | [9 empty] | 550 | 129000 | 99.5736 | Data not provided | Data not provided | Data not provided | Data not provided | Data not provided | Data not provided | Data not provided | Data not provided |  | Effluent | 6.17 | 4.34 | mg/L | 17.84 | °C | Data not provided | N/A | Data not provided | N/A | -274.4 | mV | 5154 | µS/cm | 46.4 | %DO | Data not provided | Data not provided | Data not provided | Data not provided | Data not provided | Data not provided | Data not provided | Data not provided | Data not provided | Data not provided | The Chitorem/BCR3 treatment provided the best overall treatment performance for both metal removal and sustaining sulfate reducing conditions. | Data not provided | Substrate: sawdust, wood chips, compost, dairy manure and limestone chips. BCR substrate composition was modified due to a shortage of available manure and limestone. The shortage of manure and limestone may have had a negative impact on treatment effectiveness in the BCRs. | Data not provided | Data not provided
Final Danny T Adit Treatability Study Year 1 Technical Memorandum, Barker-Hughesville Mining District Superfund Site Cascade and Judith Basin Counties, Montana | BARKER HUGHESVILLE MINING DISTRICT | MT6122307485 | N/A | N/A | BCR3 | Data not provided | Biochemical reactor (BCR) with CHIT pre-treatment (BCR3) | Passive | Biochemical reactor (BCR) | Pre-treatment | Danny T adit water | Y | BCR with pre-treatment | Batteries used to run metering pump, slurry mixer, and timer switch | Remote central Montana, southeast of Great Falls/no constraints noted | Pilot | June - September 2013 | Iron | Fe, dissolved | µg/L | N | N/A | [9 empty] | 30 U | 162000 | 99.9907 | Data not provided | Data not provided | Data not provided | Data not provided | Data not provided | Data not provided | Data not provided | Data not provided |  | Effluent | 6.75 | 2.38 | mg/L | 14.5 | °C | Data not provided | N/A | Data not provided | N/A | -325.7 | mV | 5866 | µS/cm | 23.5 | %DO | Data not provided | Data not provided | Data not provided | Data not provided | Data not provided | Data not provided | Y | Acute and chronic ambient water quality standards | Data not provided | Data not provided | The Chitorem/BCR3 treatment provided the best overall treatment performance for both metal removal and sustaining sulfate reducing conditions. | Data not provided | Substrate: sawdust, wood chips, compost, dairy manure and limestone chips. BCR substrate composition was modified due to a shortage of available manure and limestone. The shortage of manure and limestone may have had a negative impact on treatment effectiveness in the BCRs. | The number of sampling dates was reduced, resulting in less info to determine long-term treatment effectiveness. | Total metals data set is limited to only two sampling events. | U = under the detection limit.
Final Danny T Adit Treatability Study Year 1 Technical Memorandum, Barker-Hughesville Mining District Superfund Site Cascade and Judith Basin Counties, Montana | BARKER HUGHESVILLE MINING DISTRICT | MT6122307485 | N/A | N/A | BCR4 | Data not provided | Biochemical reactor (BCR) with Mg(OH)2 pre-treatment (BCR4) | Passive | Biochemical reactor (BCR) | Pre-treatment | Danny T adit water | Y | BCR with pre-treatment | Batteries used to run metering pump, slurry mixer, and timer switch | Remote central Montana, southeast of Great Falls/no constraints noted | Pilot | June - September 2013 | Iron | Fe, total | µg/L | N | N/A | 179000 | 6090 | 96.5978 | [9 empty] | Data not provided | Data not provided | Data not provided | Data not provided | Data not provided | Data not provided | Data not provided | Data not provided |  | Influent | 2.81 | 6.48 | mg/L | 25 | °C | Data not provided | N/A | Data not provided | N/A | 490.9 | mV | 2267 | µS/cm | None | N/A | Data not provided | Data not provided | Data not provided | Data not provided | Data not provided | Data not provided | Data not provided | Data not provided | Data not provided | Data not provided | Data not provided | Data not provided | Substrate: sawdust, wood chips, compost, dairy manure and limestone chips. BCR substrate composition was modified due to a shortage of available manure and limestone. The shortage of manure and limestone may have had a negative impact on treatment effectiveness in the BCRs. | Data not provided | Data not provided
Final Danny T Adit Treatability Study Year 1 Technical Memorandum, Barker-Hughesville Mining District Superfund Site Cascade and Judith Basin Counties, Montana | BARKER HUGHESVILLE MINING DISTRICT | MT6122307485 | N/A | N/A | BCR4 | Data not provided | Biochemical reactor (BCR) with Mg(OH)2 pre-treatment (BCR4) | Passive | Biochemical reactor (BCR) | Pre-treatment | Danny T adit water | Y | BCR with pre-treatment | Batteries used to run metering pump, slurry mixer, and timer switch | Remote central Montana, southeast of Great Falls/no constraints noted | Pilot | June - September 2013 | Iron | Fe, dissolved | µg/L | N | N/A | 180000 | 3420 | 98.1 | [9 empty] | Data not provided | Data not provided | Data not provided | Data not provided | Data not provided | Data not provided | Data not provided | Data not provided |  | Influent | 2.81 | 6.48 | mg/L | 25 | °C | Data not provided | N/A | Data not provided | N/A | 490.9 | mV | 2267 | µS/cm | None | N/A | Data not provided | Data not provided | Data not provided | Data not provided | Data not provided | Data not provided | N | Acute and chronic ambient water quality standards | Data not provided | Data not provided | Data not provided | Data not provided | Substrate: sawdust, wood chips, compost, dairy manure and limestone chips. BCR substrate composition was modified due to a shortage of available manure and limestone. The shortage of manure and limestone may have had a negative impact on treatment effectiveness in the BCRs. | The decline in Fe removal is likely due to the lack of sulfate reduction in the substrate. The number of sampling dates was reduced, resulting in less info to determine long-term treatment effectiveness. | Total metals data set is limited to only two sampling events.
Final Danny T Adit Treatability Study Year 1 Technical Memorandum, Barker-Hughesville Mining District Superfund Site Cascade and Judith Basin Counties, Montana | BARKER HUGHESVILLE MINING DISTRICT | MT6122307485 | N/A | N/A | BCR4 | Data not provided | Biochemical reactor (BCR) with Mg(OH)2 pre-treatment (BCR4) | Passive | Biochemical reactor (BCR) | Pre-treatment | Danny T adit water | Y | BCR with pre-treatment | Batteries used to run metering pump, slurry mixer, and timer switch | Remote central Montana, southeast of Great Falls/no constraints noted | Pilot | June - September 2013 | Iron | Fe, total | µg/L | N | N/A |  |  |  | 129000 | 51900 | 59.7674 | [6 empty] | Data not provided | Data not provided | Data not provided | Data not provided | Data not provided | Data not provided | Data not provided | Data not provided |  | Influent | 2.85 | 2.41 | mg/L | 21.72 | °C | Data not provided | N/A | Data not provided | N/A | 382.6 | mV | 2404 | µS/cm | 27.1 | %DO | Data not provided | Data not provided | Data not provided | Data not provided | Data not provided | Data not provided | Data not provided | Data not provided | Data not provided | Data not provided | Data not provided | Data not provided | Substrate: sawdust, wood chips, compost, dairy manure and limestone chips. BCR substrate composition was modified due to a shortage of available manure and limestone. The shortage of manure and limestone may have had a negative impact on treatment effectiveness in the BCRs. | Data not provided | Data not provided
Final Danny T Adit Treatability Study Year 1 Technical Memorandum, Barker-Hughesville Mining District Superfund Site Cascade and Judith Basin Counties, Montana | BARKER HUGHESVILLE MINING DISTRICT | MT6122307485 | N/A | N/A | BCR4 | Data not provided | Biochemical reactor (BCR) with Mg(OH)2 pre-treatment (BCR4) | Passive | Biochemical reactor (BCR) | Pre-treatment | Danny T adit water | Y | BCR with pre-treatment | Batteries used to run metering pump, slurry mixer, and timer switch | Remote central Montana, southeast of Great Falls/no constraints noted | Pilot | June - September 2013 | Iron | Fe, dissolved | µg/L | N | N/A |  |  |  | 112000 | 29800 | 73.3929 | [6 empty] | Data not provided | Data not provided | Data not provided | Data not provided | Data not provided | Data not provided | Data not provided | Data not provided |  | Influent | 2.8 | 2.19 | mg/L | 25.14 | °C | Data not provided | N/A | Data not provided | N/A | 492.7 | mV | 3394 | µS/cm | 26 | %DO | Data not provided | Data not provided | Data not provided | Data not provided | Data not provided | Data not provided | N | Acute and chronic ambient water quality standards | Data not provided | Data not provided | Data not provided | Data not provided | Substrate: sawdust, wood chips, compost, dairy manure and limestone chips. BCR substrate composition was modified due to a shortage of available manure and limestone. The shortage of manure and limestone may have had a negative impact on treatment effectiveness in the BCRs. | The decline in Fe removal is likely due to the lack of sulfate reduction in the substrate. The number of sampling dates was reduced, resulting in less info to determine long-term treatment effectiveness. | Total metals data set is limited to only two sampling events.
Final Danny T Adit Treatability Study Year 1 Technical Memorandum, Barker-Hughesville Mining District Superfund Site Cascade and Judith Basin Counties, Montana | BARKER HUGHESVILLE MINING DISTRICT | MT6122307485 | N/A | N/A | BCR4 | Data not provided | Biochemical reactor (BCR) with Mg(OH)2 pre-treatment (BCR4) | Passive | Biochemical reactor (BCR) | Pre-treatment | Danny T adit water | Y | BCR with pre-treatment | Batteries used to run metering pump, slurry mixer, and timer switch | Remote central Montana, southeast of Great Falls/no constraints noted | Pilot | June - September 2013 | Iron | Fe, total | µg/L | N | N/A | [6 empty] | 51900 | 129000 | 59.7674 |  |  |  | Data not provided | Data not provided | Data not provided | Data not provided | Data not provided | Data not provided | Data not provided | Data not provided |  | Effluent | 6.36 | 2.47 | mg/L | 17.95 | °C | Data not provided | N/A | Data not provided | N/A | -30.2 | mV | 1101 | µS/cm | 26.3 | %DO | Data not provided | Data not provided | Data not provided | Data not provided | Data not provided | Data not provided | Data not provided | Data not provided | Data not provided | Data not provided | Data not provided | Data not provided | Substrate: sawdust, wood chips, compost, dairy manure and limestone chips. BCR substrate composition was modified due to a shortage of available manure and limestone. The shortage of manure and limestone may have had a negative impact on treatment effectiveness in the BCRs. | Data not provided | Data not provided
Final Danny T Adit Treatability Study Year 1 Technical Memorandum, Barker-Hughesville Mining District Superfund Site Cascade and Judith Basin Counties, Montana | BARKER HUGHESVILLE MINING DISTRICT | MT6122307485 | N/A | N/A | BCR4 | Data not provided | Biochemical reactor (BCR) with Mg(OH)2 pre-treatment (BCR4) | Passive | Biochemical reactor (BCR) | Pre-treatment | Danny T adit water | Y | BCR with pre-treatment | Batteries used to run metering pump, slurry mixer, and timer switch | Remote central Montana, southeast of Great Falls/no constraints noted | Pilot | June - September 2013 | Iron | Fe, dissolved | µg/L | N | N/A | [6 empty] | 65400 | 162000 | 59.6296 |  |  |  | Data not provided | Data not provided | Data not provided | Data not provided | Data not provided | Data not provided | Data not provided | Data not provided |  | Effluent | 6.87 | 1.64 | mg/L | 16.2 | °C | Data not provided | N/A | Data not provided | N/A | -154.2 | mV | 2473 | µS/cm | 17.2 | %DO | Data not provided | Data not provided | Data not provided | Data not provided | Data not provided | Data not provided | N | Acute and chronic ambient water quality standards | Data not provided | Data not provided | Data not provided | Data not provided | Substrate: sawdust, wood chips, compost, dairy manure and limestone chips. BCR substrate composition was modified due to a shortage of available manure and limestone. The shortage of manure and limestone may have had a negative impact on treatment effectiveness in the BCRs. | The decline in Fe removal is likely due to the lack of sulfate reduction in the substrate. The number of sampling dates was reduced, resulting in less info to determine long-term treatment effectiveness. | Total metals data set is limited to only two sampling events.
Final Danny T Adit Treatability Study Year 1 Technical Memorandum, Barker-Hughesville Mining District Superfund Site Cascade and Judith Basin Counties, Montana | BARKER HUGHESVILLE MINING DISTRICT | MT6122307485 | N/A | N/A | BCR4 | Data not provided | Biochemical reactor (BCR) with Mg(OH)2 pre-treatment (BCR4) | Passive | Biochemical reactor (BCR) | Pre-treatment | Danny T adit water | Y | BCR with pre-treatment | Batteries used to run metering pump, slurry mixer, and timer switch | Remote central Montana, southeast of Great Falls/no constraints noted | Pilot | June - September 2013 | Iron | Fe, total | µg/L | N | N/A | [9 empty] | 6090 | 179000 | 96.5978 | Data not provided | Data not provided | Data not provided | Data not provided | Data not provided | Data not provided | Data not provided | Data not provided |  | Effluent | 6.25 | 0.02 | mg/L | 20.16 | °C | Data not provided | N/A | Data not provided | N/A | -144.8 | mV | 4001 | µS/cm | None | N/A | Data not provided | Data not provided | Data not provided | Data not provided | Data not provided | Data not provided | Data not provided | Data not provided | Data not provided | Data not provided | Data not provided | Data not provided | Substrate: sawdust, wood chips, compost, dairy manure and limestone chips. BCR substrate composition was modified due to a shortage of available manure and limestone. The shortage of manure and limestone may have had a negative impact on treatment effectiveness in the BCRs. | Data not provided | Data not provided
Final Danny T Adit Treatability Study Year 1 Technical Memorandum, Barker-Hughesville Mining District Superfund Site Cascade and Judith Basin Counties, Montana | BARKER HUGHESVILLE MINING DISTRICT | MT6122307485 | N/A | N/A | BCR4 | Data not provided | Biochemical reactor (BCR) with Mg(OH)2 pre-treatment (BCR4) | Passive | Biochemical reactor (BCR) | Pre-treatment | Danny T adit water | Y | BCR with pre-treatment | Batteries used to run metering pump, slurry mixer, and timer switch | Remote central Montana, southeast of Great Falls/no constraints noted | Pilot | June - September 2013 | Iron | Fe, dissolved | µg/L | N | N/A | [9 empty] | 1500 | 179000 | 99.162 | Data not provided | Data not provided | Data not provided | Data not provided | Data not provided | Data not provided | Data not provided | Data not provided |  | Effluent | 6.41 | 0.21 | mg/L | 19.96 | °C | Data not provided | N/A | Data not provided | N/A | -169.1 | mV | 2437 | µS/cm | None | N/A | Data not provided | Data not provided | Data not provided | Data not provided | Data not provided | Data not provided | N | Acute and chronic ambient water quality standards | Data not provided | Data not provided | Data not provided | Data not provided | Substrate: sawdust, wood chips, compost, dairy manure and limestone chips. BCR substrate composition was modified due to a shortage of available manure and limestone. The shortage of manure and limestone may have had a negative impact on treatment effectiveness in the BCRs. | The decline in Fe removal is likely due to the lack of sulfate reduction in the substrate. The number of sampling dates was reduced, resulting in less info to determine long-term treatment effectiveness. | Total metals data set is limited to only two sampling events.
Final Danny T Adit Treatability Study Year 1 Technical Memorandum, Barker-Hughesville Mining District Superfund Site Cascade and Judith Basin Counties, Montana | BARKER HUGHESVILLE MINING DISTRICT | MT6122307485 | N/A | N/A | CHIT | Data not provided | Chitorem pre-treatment (CHIT) | Passive | Chitorem® | Pre-treatment | Danny T adit water | Y | Pre-treatment | Batteries used to run metering pump, slurry mixer, and timer switch | Remote central Montana, southeast of Great Falls/no constraints noted | Pilot | June - September 2013 | Iron | Fe, total | µg/L | N | N/A | 179000 | 26200 | 85.3631 | [9 empty] | Data not provided | Data not provided | Data not provided | Data not provided | Data not provided | Data not provided | Data not provided | Data not provided |  | Influent | 2.81 | 6.48 | mg/L | 25 | °C | Data not provided | N/A | Data not provided | N/A | 490.9 | mV | 2267 | µS/cm | None | N/A | Data not provided | Data not provided | Data not provided | Data not provided | Data not provided | Data not provided | Data not provided | Data not provided | Data not provided | Data not provided | The Chitorem/BCR3 treatment provided the best overall treatment performance for both metal removal and sustaining sulfate reducing conditions. | Data not provided | Chitorem is a proprietary material that contains calcium carbonate, protein, 20 chitin (crab shell). Also contains its own bacteria - material breaks down and produces carbonates (adds alkalinity). | The Chitorem substrate composition was modified by adding pea gravel to increase permeability. | Data not provided
Final Danny T Adit Treatability Study Year 1 Technical Memorandum, Barker-Hughesville Mining District Superfund Site Cascade and Judith Basin Counties, Montana | BARKER HUGHESVILLE MINING DISTRICT | MT6122307485 | N/A | N/A | CHIT | Data not provided | Chitorem pre-treatment (CHIT) | Passive | Chitorem® | Pre-treatment | Danny T adit water | Y | Pre-treatment | Batteries used to run metering pump, slurry mixer, and timer switch | Remote central Montana, southeast of Great Falls/no constraints noted | Pilot | June - September 2013 | Iron | Fe, dissolved | µg/L | N | N/A | 180000 | 26500 | 85.2778 | [9 empty] | Data not provided | Data not provided | Data not provided | Data not provided | Data not provided | Data not provided | Data not provided | Data not provided |  | Influent | 2.81 | 6.48 | mg/L | 25 | °C | Data not provided | N/A | Data not provided | N/A | 490.9 | mV | 2267 | µS/cm | None | N/A | Data not provided | Data not provided | Data not provided | Data not provided | Data not provided | Data not provided | Data not provided | Data not provided | Data not provided | Data not provided | The Chitorem/BCR3 treatment provided the best overall treatment performance for both metal removal and sustaining sulfate reducing conditions. | Data not provided | Chitorem is a proprietary material that contains calcium carbonate, protein, 20 chitin (crab shell). Also contains its own bacteria - material breaks down and produces carbonates (adds alkalinity). | The Chitorem substrate composition was modified by adding pea gravel to increase permeability. The number of sampling dates was reduced, resulting in less info to determine long-term treatment effectiveness. | Total metals data set is limited to only two sampling events.
Final Danny T Adit Treatability Study Year 1 Technical Memorandum, Barker-Hughesville Mining District Superfund Site Cascade and Judith Basin Counties, Montana | BARKER HUGHESVILLE MINING DISTRICT | MT6122307485 | N/A | N/A | CHIT | Data not provided | Chitorem pre-treatment (CHIT) | Passive | Chitorem® | Pre-treatment | Danny T adit water | Y | Pre-treatment | Batteries used to run metering pump, slurry mixer, and timer switch | Remote central Montana, southeast of Great Falls/no constraints noted | Pilot | June - September 2013 | Iron | Fe, total | µg/L | N | N/A |  |  |  | 129000 | 45300 | 64.8837 | [6 empty] | Data not provided | Data not provided | Data not provided | Data not provided | Data not provided | Data not provided | Data not provided | Data not provided |  | Influent | 2.85 | 2.41 | mg/L | 21.72 | °C | Data not provided | N/A | Data not provided | N/A | 382.6 | mV | 2404 | µS/cm | 27.1 | %DO | Data not provided | Data not provided | Data not provided | Data not provided | Data not provided | Data not provided | Data not provided | Data not provided | Data not provided | Data not provided | The Chitorem/BCR3 treatment provided the best overall treatment performance for both metal removal and sustaining sulfate reducing conditions. | Data not provided | Chitorem is a proprietary material that contains calcium carbonate, protein, 20 chitin (crab shell). Also contains its own bacteria - material breaks down and produces carbonates (adds alkalinity). | The Chitorem substrate composition was modified by adding pea gravel to increase permeability. | Data not provided
Final Danny T Adit Treatability Study Year 1 Technical Memorandum, Barker-Hughesville Mining District Superfund Site Cascade and Judith Basin Counties, Montana | BARKER HUGHESVILLE MINING DISTRICT | MT6122307485 | N/A | N/A | CHIT | Data not provided | Chitorem pre-treatment (CHIT) | Passive | Chitorem® | Pre-treatment | Danny T adit water | Y | Pre-treatment | Batteries used to run metering pump, slurry mixer, and timer switch | Remote central Montana, southeast of Great Falls/no constraints noted | Pilot | June - September 2013 | Iron | Fe, dissolved | µg/L | N | N/A |  |  |  | 112000 | 39400 | 64.8214 | [6 empty] | Data not provided | Data not provided | Data not provided | Data not provided | Data not provided | Data not provided | Data not provided | Data not provided |  | Influent | 2.8 | 2.19 | mg/L | 25.14 | °C | Data not provided | N/A | Data not provided | N/A | 492.7 | mV | 3394 | µS/cm | 26 | %DO | Data not provided | Data not provided | Data not provided | Data not provided | Data not provided | Data not provided | Data not provided | Data not provided | Data not provided | Data not provided | The Chitorem/BCR3 treatment provided the best overall treatment performance for both metal removal and sustaining sulfate reducing conditions. | Data not provided | Chitorem is a proprietary material that contains calcium carbonate, protein, 20 chitin (crab shell). Also contains its own bacteria - material breaks down and produces carbonates (adds alkalinity). | The Chitorem substrate composition was modified by adding pea gravel to increase permeability. The number of sampling dates was reduced, resulting in less info to determine long-term treatment effectiveness. | Total metals data set is limited to only two sampling events.
Final Danny T Adit Treatability Study Year 1 Technical Memorandum, Barker-Hughesville Mining District Superfund Site Cascade and Judith Basin Counties, Montana | BARKER HUGHESVILLE MINING DISTRICT | MT6122307485 | N/A | N/A | CHIT | Data not provided | Chitorem pre-treatment (CHIT) | Passive | Chitorem® | Pre-treatment | Danny T adit water | Y | Pre-treatment | Batteries used to run metering pump, slurry mixer, and timer switch | Remote central Montana, southeast of Great Falls/no constraints noted | Pilot | June - September 2013 | Iron | Fe, total | µg/L | N | N/A | [6 empty] | 45300 | 129000 | 64.8837 |  |  |  | Data not provided | Data not provided | Data not provided | Data not provided | Data not provided | Data not provided | Data not provided | Data not provided |  | Effluent | 6.07 | 3.08 | mg/L | 16.95 | °C | Data not provided | N/A | Data not provided | N/A | -184.7 | mV | 2941 | µS/cm | 31.9 | %DO | Data not provided | Data not provided | Data not provided | Data not provided | Data not provided | Data not provided | Data not provided | Data not provided | Data not provided | Data not provided | The Chitorem/BCR3 treatment provided the best overall treatment performance for both metal removal and sustaining sulfate reducing conditions. | Data not provided | Chitorem is a proprietary material that contains calcium carbonate, protein, 20 chitin (crab shell). Also contains its own bacteria - material breaks down and produces carbonates (adds alkalinity). | The Chitorem substrate composition was modified by adding pea gravel to increase permeability. | Data not provided
Final Danny T Adit Treatability Study Year 1 Technical Memorandum, Barker-Hughesville Mining District Superfund Site Cascade and Judith Basin Counties, Montana | BARKER HUGHESVILLE MINING DISTRICT | MT6122307485 | N/A | N/A | CHIT | Data not provided | Chitorem pre-treatment (CHIT) | Passive | Chitorem® | Pre-treatment | Danny T adit water | Y | Pre-treatment | Batteries used to run metering pump, slurry mixer, and timer switch | Remote central Montana, southeast of Great Falls/no constraints noted | Pilot | June - September 2013 | Iron | Fe, dissolved | µg/L | N | N/A | [6 empty] | 39400 | 112,000–130,000 | 64.8-69.7 |  |  |  | Data not provided | Data not provided | Data not provided | Data not provided | Data not provided | Data not provided | Data not provided | Data not provided |  | Effluent | 6.07–6.13 | 1.57–3.08 | mg/L | 16.95–17.53 | °C | Data not provided | N/A | Data not provided | N/A | (-)184.7–(-)57.3 | mV | 2,941–5,450 | µS/cm | 17.1–31.9 | %DO | Data not provided | Data not provided | Data not provided | Data not provided | Data not provided | Data not provided | Data not provided | Data not provided | Data not provided | Data not provided | The Chitorem/BCR3 treatment provided the best overall treatment performance for both metal removal and sustaining sulfate reducing conditions. | Data not provided | Chitorem is a proprietary material that contains calcium carbonate, protein, 20 chitin (crab shell). Also contains its own bacteria - material breaks down and produces carbonates (adds alkalinity). | The Chitorem substrate composition was modified by adding pea gravel to increase permeability. The number of sampling dates was reduced, resulting in less info to determine long-term treatment effectiveness. | Total metals data set is limited to only two sampling events. | A range of values is shown to reflect multiple days with the same effluent.
Final Danny T Adit Treatability Study Year 1 Technical Memorandum, Barker-Hughesville Mining District Superfund Site Cascade and Judith Basin Counties, Montana | BARKER HUGHESVILLE MINING DISTRICT | MT6122307485 | N/A | N/A | CHIT | Data not provided | Chitorem pre-treatment (CHIT) | Passive | Chitorem® | Pre-treatment | Danny T adit water | Y | Pre-treatment | Batteries used to run metering pump, slurry mixer, and timer switch | Remote central Montana, southeast of Great Falls/no constraints noted | Pilot | June - September 2013 | Iron | Fe, total | µg/L | N | N/A | [9 empty] | 26200 | 179000 | 85.3631 | Data not provided | Data not provided | Data not provided | Data not provided | Data not provided | Data not provided | Data not provided | Data not provided |  | Effluent | 6.65 | 0.05 | mg/L | 21.52 | °C | Data not provided | N/A | Data not provided | N/A | -206.8 | mV | 60571 | µS/cm | None | N/A | Data not provided | Data not provided | Data not provided | Data not provided | Data not provided | Data not provided | Data not provided | Data not provided | Data not provided | Data not provided | The Chitorem/BCR3 treatment provided the best overall treatment performance for both metal removal and sustaining sulfate reducing conditions. | Data not provided | Chitorem is a proprietary material that contains calcium carbonate, protein, 20 chitin (crab shell). Also contains its own bacteria - material breaks down and produces carbonates (adds alkalinity). | The Chitorem substrate composition was modified by adding pea gravel to increase permeability. | Data not provided
Final Danny T Adit Treatability Study Year 1 Technical Memorandum, Barker-Hughesville Mining District Superfund Site Cascade and Judith Basin Counties, Montana | BARKER HUGHESVILLE MINING DISTRICT | MT6122307485 | N/A | N/A | CHIT | Data not provided | Chitorem pre-treatment (CHIT) | Passive | Chitorem® | Pre-treatment | Danny T adit water | Y | Pre-treatment | Batteries used to run metering pump, slurry mixer, and timer switch | Remote central Montana, southeast of Great Falls/no constraints noted | Pilot | June - September 2013 | Iron | Fe, dissolved | µg/L | N | N/A | [9 empty] | 820 | 179000 | 99.5419 | Data not provided | Data not provided | Data not provided | Data not provided | Data not provided | Data not provided | Data not provided | Data not provided |  | Effluent | 6.83 | 0.25 | mg/L | 19.1 | °C | Data not provided | N/A | Data not provided | N/A | -142 | mV | 5133 | µS/cm | None | N/A | Data not provided | Data not provided | Data not provided | Data not provided | Data not provided | Data not provided | Data not provided | Data not provided | Data not provided | Data not provided | The Chitorem/BCR3 treatment provided the best overall treatment performance for both metal removal and sustaining sulfate reducing conditions. | Data not provided | Chitorem is a proprietary material that contains calcium carbonate, protein, 20 chitin (crab shell). Also contains its own bacteria - material breaks down and produces carbonates (adds alkalinity). | The Chitorem substrate composition was modified by adding pea gravel to increase permeability. The number of sampling dates was reduced, resulting in less info to determine long-term treatment effectiveness. | Total metals data set is limited to only two sampling events.
Final Danny T Adit Treatability Study Year 1 Technical Memorandum, Barker-Hughesville Mining District Superfund Site Cascade and Judith Basin Counties, Montana | BARKER HUGHESVILLE MINING DISTRICT | MT6122307485 | N/A | N/A | MGOH | Data not provided | Alkaline Addition pre-treatment - Mg(OH)2 | Passive | Magnesium hydroxide Mg(OH)2 | Pre-treatment | Danny T adit water | Y | Pre-treatment | Batteries used to run metering pump, slurry mixer, and timer switch | Remote central Montana, southeast of Great Falls/no constraints noted | Pilot | June - September 2013 | Iron | Fe, total | µg/L | N | N/A | 179000 | 54800 | 69.3855 | [9 empty] | Data not provided | Data not provided | Data not provided | Data not provided | Data not provided | Data not provided | Data not provided | Data not provided |  | Influent | 2.81 | 6.48 | mg/L | 25 | °C | Data not provided | N/A | Data not provided | N/A | 490.9 | mV | 2267 | µS/cm | None | N/A | Data not provided | Data not provided | Data not provided | Data not provided | Data not provided | Data not provided | Data not provided | Data not provided | Data not provided | Data not provided | Data not provided | Data not provided | Alkaline addition using a magnesium hydroxide (Mg(OH)2) solution. | Data not provided | Data not provided
Final Danny T Adit Treatability Study Year 1 Technical Memorandum, Barker-Hughesville Mining District Superfund Site Cascade and Judith Basin Counties, Montana | BARKER HUGHESVILLE MINING DISTRICT | MT6122307485 | N/A | N/A | MGOH | Data not provided | Alkaline Addition pre-treatment - Mg(OH)2 | Passive | Magnesium hydroxide Mg(OH)2 | Pre-treatment | Danny T adit water | Y | Pre-treatment | Batteries used to run metering pump, slurry mixer, and timer switch | Remote central Montana, southeast of Great Falls/no constraints noted | Pilot | June - September 2013 | Iron | Fe, dissolved | µg/L | N | N/A | 180000 | 41000 | 77.2222 | [9 empty] | Data not provided | Data not provided | Data not provided | Data not provided | Data not provided | Data not provided | Data not provided | Data not provided |  | Influent | 2.81 | 6.48 | mg/L | 25 | °C | Data not provided | N/A | Data not provided | N/A | 490.9 | mV | 2267 | µS/cm | None | N/A | Data not provided | Data not provided | Data not provided | Data not provided | Data not provided | Data not provided | N | Acute and chronic ambient water quality standards | Data not provided | Data not provided | Data not provided | Data not provided | Alkaline addition using a magnesium hydroxide (Mg(OH)2) solution. | The decline in Fe removal is likely due to the lack of sulfate reduction in the substrate. The number of sampling dates was reduced, resulting in less info to determine long-term treatment effectiveness. | Total metals data set is limited to only two sampling events.
Final Danny T Adit Treatability Study Year 1 Technical Memorandum, Barker-Hughesville Mining District Superfund Site Cascade and Judith Basin Counties, Montana | BARKER HUGHESVILLE MINING DISTRICT | MT6122307485 | N/A | N/A | MGOH | Data not provided | Alkaline Addition pre-treatment - Mg(OH)2 | Passive | Magnesium hydroxide Mg(OH)2 | Pre-treatment | Danny T adit water | Y | Pre-treatment | Batteries used to run metering pump, slurry mixer, and timer switch | Remote central Montana, southeast of Great Falls/no constraints noted | Pilot | June - September 2013 | Iron | Fe, total | µg/L | N | N/A |  |  |  | 129000 | 36300 | 71.8605 | [6 empty] | Data not provided | Data not provided | Data not provided | Data not provided | Data not provided | Data not provided | Data not provided | Data not provided |  | Influent | 2.85 | 2.41 | mg/L | 21.72 | °C | Data not provided | N/A | Data not provided | N/A | 382.6 | mV | 2404 | µS/cm | 27.1 | %DO | Data not provided | Data not provided | Data not provided | Data not provided | Data not provided | Data not provided | Data not provided | Data not provided | Data not provided | Data not provided | Data not provided | Data not provided | Alkaline addition using a magnesium hydroxide (Mg(OH)2) solution. | Data not provided | Data not provided
Final Danny T Adit Treatability Study Year 1 Technical Memorandum, Barker-Hughesville Mining District Superfund Site Cascade and Judith Basin Counties, Montana | BARKER HUGHESVILLE MINING DISTRICT | MT6122307485 | N/A | N/A | MGOH | Data not provided | Alkaline Addition pre-treatment - Mg(OH)2 | Passive | Magnesium hydroxide Mg(OH)2 | Pre-treatment | Danny T adit water | Y | Pre-treatment | Batteries used to run metering pump, slurry mixer, and timer switch | Remote central Montana, southeast of Great Falls/no constraints noted | Pilot | June - September 2013 | Iron | Fe, dissolved | µg/L | N | N/A |  |  |  | 112000 | 37600 | 66.4286 | [6 empty] | Data not provided | Data not provided | Data not provided | Data not provided | Data not provided | Data not provided | Data not provided | Data not provided |  | Influent | 2.8 | 2.19 | mg/L | 25.14 | °C | Data not provided | N/A | Data not provided | N/A | 492.7 | mV | 3394 | µS/cm | 26 | %DO | Data not provided | Data not provided | Data not provided | Data not provided | Data not provided | Data not provided | N | Acute and chronic ambient water quality standards | Data not provided | Data not provided | Data not provided | Data not provided | Alkaline addition using a magnesium hydroxide (Mg(OH)2) solution. | The decline in Fe removal is likely due to the lack of sulfate reduction in the substrate. The number of sampling dates was reduced, resulting in less info to determine long-term treatment effectiveness. | Total metals data set is limited to only two sampling events.
Final Danny T Adit Treatability Study Year 1 Technical Memorandum, Barker-Hughesville Mining District Superfund Site Cascade and Judith Basin Counties, Montana | BARKER HUGHESVILLE MINING DISTRICT | MT6122307485 | N/A | N/A | MGOH | Data not provided | Alkaline Addition pre-treatment - Mg(OH)2 | Passive | Magnesium hydroxide Mg(OH)2 | Pre-treatment | Danny T adit water | Y | Pre-treatment | Batteries used to run metering pump, slurry mixer, and timer switch | Remote central Montana, southeast of Great Falls/no constraints noted | Pilot | June - September 2013 | Iron | Fe, total | µg/L | N | N/A | [6 empty] | 54800 | 179000 | 69.3855 |  |  |  | Data not provided | Data not provided | Data not provided | Data not provided | Data not provided | Data not provided | Data not provided | Data not provided |  | Effluent | 5.94 | 3.95 | mg/L | 19.28 | °C | Data not provided | N/A | Data not provided | N/A | -15.6 | mV | 1995 | µS/cm | None | N/A | Data not provided | Data not provided | Data not provided | Data not provided | Data not provided | Data not provided | Data not provided | Data not provided | Data not provided | Data not provided | Data not provided | Data not provided | Alkaline addition using a magnesium hydroxide (Mg(OH)2) solution. | Data not provided | Data not provided
Final Danny T Adit Treatability Study Year 1 Technical Memorandum, Barker-Hughesville Mining District Superfund Site Cascade and Judith Basin Counties, Montana | BARKER HUGHESVILLE MINING DISTRICT | MT6122307485 | N/A | N/A | MGOH | Data not provided | Alkaline Addition pre-treatment - Mg(OH)2 | Passive | Magnesium hydroxide Mg(OH)2 | Pre-treatment | Danny T adit water | Y | Pre-treatment | Batteries used to run metering pump, slurry mixer, and timer switch | Remote central Montana, southeast of Great Falls/no constraints noted | Pilot | June - September 2013 | Iron | Fe, dissolved | µg/L | N | N/A | [6 empty] | 1570 | 162000 | 99.0309 |  |  |  | Data not provided | Data not provided | Data not provided | Data not provided | Data not provided | Data not provided | Data not provided | Data not provided |  | Effluent | 3.05 | 2.85 | mg/L | 13.16 | °C | Data not provided | N/A | Data not provided | N/A | 425 | mV | 2404 | µS/cm | 28 | %DO | Data not provided | Data not provided | Data not provided | Data not provided | Data not provided | Data not provided | N | Acute and chronic ambient water quality standards | Data not provided | Data not provided | Data not provided | Data not provided | Alkaline addition using a magnesium hydroxide (Mg(OH)2) solution. | The decline in Fe removal is likely due to the lack of sulfate reduction in the substrate. The number of sampling dates was reduced, resulting in less info to determine long-term treatment effectiveness. | Total metals data set is limited to only two sampling events.
Final Danny T Adit Treatability Study Year 1 Technical Memorandum, Barker-Hughesville Mining District Superfund Site Cascade and Judith Basin Counties, Montana | BARKER HUGHESVILLE MINING DISTRICT | MT6122307485 | N/A | N/A | MGOH | Data not provided | Alkaline Addition pre-treatment - Mg(OH)2 | Passive | Magnesium hydroxide Mg(OH)2 | Pre-treatment | Danny T adit water | Y | Pre-treatment | Batteries used to run metering pump, slurry mixer, and timer switch | Remote central Montana, southeast of Great Falls/no constraints noted | Pilot | June - September 2013 | Iron | Fe, total | µg/L | N | N/A | [9 empty] | 36300 | 129000 | 71.8605 | Data not provided | Data not provided | Data not provided | Data not provided | Data not provided | Data not provided | Data not provided | Data not provided |  | Effluent | 5.54 | 3.17 | mg/L | 17.66 | °C | Data not provided | N/A | Data not provided | N/A | 114.1 | mV | 2058 | µS/cm | 33.9 | %DO | Data not provided | Data not provided | Data not provided | Data not provided | Data not provided | Data not provided | Data not provided | Data not provided | Data not provided | Data not provided | Data not provided | Data not provided | Alkaline addition using a magnesium hydroxide (Mg(OH)2) solution. | Data not provided | Data not provided
Final Danny T Adit Treatability Study Year 1 Technical Memorandum, Barker-Hughesville Mining District Superfund Site Cascade and Judith Basin Counties, Montana | BARKER HUGHESVILLE MINING DISTRICT | MT6122307485 | N/A | N/A | MGOH | Data not provided | Alkaline Addition pre-treatment - Mg(OH)2 | Passive | Magnesium hydroxide Mg(OH)2 | Pre-treatment | Danny T adit water | Y | Pre-treatment | Batteries used to run metering pump, slurry mixer, and timer switch | Remote central Montana, southeast of Great Falls/no constraints noted | Pilot | June - September 2013 | Iron | Fe, dissolved | µg/L | N | N/A | [9 empty] | 470 | 179000 | 99.7374 | Data not provided | Data not provided | Data not provided | Data not provided | Data not provided | Data not provided | Data not provided | Data not provided |  | Effluent | 4.63 | 2.48 | mg/L | 14.54 | °C | Data not provided | N/A | Data not provided | N/A | 306.5 | mV | 2186 | µS/cm | None | N/A | Data not provided | Data not provided | Data not provided | Data not provided | Data not provided | Data not provided | N | Acute and chronic ambient water quality standards | Data not provided | Data not provided | Data not provided | Data not provided | Alkaline addition using a magnesium hydroxide (Mg(OH)2) solution. | The decline in Fe removal is likely due to the lack of sulfate reduction in the substrate. The number of sampling dates was reduced, resulting in less info to determine long-term treatment effectiveness. | Total metals data set is limited to only two sampling events.
Final Danny T Adit Treatability Study Year 1 Technical Memorandum, Barker-Hughesville Mining District Superfund Site Cascade and Judith Basin Counties, Montana | BARKER HUGHESVILLE MINING DISTRICT | MT6122307485 | N/A | N/A | SAPS | Data not provided | Successive alkalinity producing system (SAPS) pre-treatment | Passive | Successive alkalinity producing system (SAPS) | Pre-treatment | Danny T adit water | Y | Pre-treatment | Batteries used to run metering pump, slurry mixer, and timer switch | Remote central Montana, southeast of Great Falls/no constraints noted | Pilot | June - September 2013 | Iron | Fe, total | µg/L | N | N/A | 179000 | 4860 | 97.2849 | [9 empty] | Data not provided | Data not provided | Data not provided | Data not provided | Data not provided | Data not provided | Data not provided | Data not provided |  | Influent | 2.81 | 6.48 | mg/L | 25 | °C | Data not provided | N/A | Data not provided | N/A | 490.9 | mV | 2267 | µS/cm | None | N/A | Data not provided | Data not provided | Data not provided | Data not provided | Data not provided | Data not provided | Data not provided | Data not provided | Data not provided | Data not provided | Data not provided | Data not provided | Pre-treatment substrate of limestone gravel overlain by a manure and compost layer. | Data not provided | Data not provided
Final Danny T Adit Treatability Study Year 1 Technical Memorandum, Barker-Hughesville Mining District Superfund Site Cascade and Judith Basin Counties, Montana | BARKER HUGHESVILLE MINING DISTRICT | MT6122307485 | N/A | N/A | SAPS | Data not provided | Successive alkalinity producing system (SAPS) pre-treatment | Passive | Successive alkalinity producing system (SAPS) | Pre-treatment | Danny T adit water | Y | Pre-treatment | Batteries used to run metering pump, slurry mixer, and timer switch | Remote central Montana, southeast of Great Falls/no constraints noted | Pilot | June - September 2013 | Iron | Fe, dissolved | µg/L | N | N/A | 180000 | 2630 | 98.5389 | [9 empty] | Data not provided | Data not provided | Data not provided | Data not provided | Data not provided | Data not provided | Data not provided | Data not provided |  | Influent | 2.81 | 6.48 | mg/L | 25 | °C | Data not provided | N/A | Data not provided | N/A | 490.9 | mV | 2267 | µS/cm | None | N/A | Data not provided | Data not provided | Data not provided | Data not provided | Data not provided | Data not provided | Data not provided | Data not provided | Data not provided | Data not provided | Data not provided | Data not provided | Pre-treatment substrate of limestone gravel overlain by a manure and compost layer. | The number of sampling dates was reduced, resulting in less info to determine long-term treatment effectiveness. | Total metals data set is limited to only two sampling events.
Final Danny T Adit Treatability Study Year 1 Technical Memorandum, Barker-Hughesville Mining District Superfund Site Cascade and Judith Basin Counties, Montana | BARKER HUGHESVILLE MINING DISTRICT | MT6122307485 | N/A | N/A | SAPS | Data not provided | Successive alkalinity producing system (SAPS) pre-treatment | Passive | Successive alkalinity producing system (SAPS) | Pre-treatment | Danny T adit water | Y | Pre-treatment | Batteries used to run metering pump, slurry mixer, and timer switch | Remote central Montana, southeast of Great Falls/no constraints noted | Pilot | June - September 2013 | Iron | Fe, total | µg/L | N | N/A |  |  |  | 129000 | 669000 | -418.6047 | [6 empty] | Data not provided | Data not provided | Data not provided | Data not provided | Data not provided | Data not provided | Data not provided | Data not provided |  | Influent | 2.85 | 2.41 | mg/L | 21.72 | °C | Data not provided | N/A | Data not provided | N/A | 382.6 | mV | 2404 | µS/cm | 27.1 | %DO | Data not provided | Data not provided | Data not provided | Data not provided | Data not provided | Data not provided | Data not provided | Data not provided | Data not provided | Data not provided | Data not provided | Data not provided | Pre-treatment substrate of limestone gravel overlain by a manure and compost layer. | Data not provided | Data not provided
Final Danny T Adit Treatability Study Year 1 Technical Memorandum, Barker-Hughesville Mining District Superfund Site Cascade and Judith Basin Counties, Montana | BARKER HUGHESVILLE MINING DISTRICT | MT6122307485 | N/A | N/A | SAPS | Data not provided | Successive alkalinity producing system (SAPS) pre-treatment | Passive | Successive alkalinity producing system (SAPS) | Pre-treatment | Danny T adit water | Y | Pre-treatment | Batteries used to run metering pump, slurry mixer, and timer switch | Remote central Montana, southeast of Great Falls/no constraints noted | Pilot | June - September 2013 | Iron | Fe, dissolved | µg/L | N | N/A |  |  |  | 112000 | 107000 | 4.4643 | [6 empty] | Data not provided | Data not provided | Data not provided | Data not provided | Data not provided | Data not provided | Data not provided | Data not provided |  | Influent | 2.8 | 2.19 | mg/L | 25.14 | °C | Data not provided | N/A | Data not provided | N/A | 492.7 | mV | 3394 | µS/cm | 26 | %DO | Data not provided | Data not provided | Data not provided | Data not provided | Data not provided | Data not provided | Data not provided | Data not provided | Data not provided | Data not provided | Data not provided | Data not provided | Pre-treatment substrate of limestone gravel overlain by a manure and compost layer. | The number of sampling dates was reduced, resulting in less info to determine long-term treatment effectiveness. | Total metals data set is limited to only two sampling events.
Final Danny T Adit Treatability Study Year 1 Technical Memorandum, Barker-Hughesville Mining District Superfund Site Cascade and Judith Basin Counties, Montana | BARKER HUGHESVILLE MINING DISTRICT | MT6122307485 | N/A | N/A | SAPS | Data not provided | Successive alkalinity producing system (SAPS) pre-treatment | Passive | Successive alkalinity producing system (SAPS) | Pre-treatment | Danny T adit water | Y | Pre-treatment | Batteries used to run metering pump, slurry mixer, and timer switch | Remote central Montana, southeast of Great Falls/no constraints noted | Pilot | June - September 2013 | Iron | Fe, total | µg/L | N | N/A | [6 empty] | 669000 | 179000 | -273.743 |  |  |  | Data not provided | Data not provided | Data not provided | Data not provided | Data not provided | Data not provided | Data not provided | Data not provided |  | Effluent | 5.22 | 1.58 | mg/L | 17.74 | °C | Data not provided | N/A | Data not provided | N/A | 132.8 | mV | 2091 | µS/cm | 15.8 | %DO | Data not provided | Data not provided | Data not provided | Data not provided | Data not provided | Data not provided | Data not provided | Data not provided | Data not provided | Data not provided | Data not provided | Data not provided | Pre-treatment substrate of limestone gravel overlain by a manure and compost layer. | Data not provided | Data not provided
Final Danny T Adit Treatability Study Year 1 Technical Memorandum, Barker-Hughesville Mining District Superfund Site Cascade and Judith Basin Counties, Montana | BARKER HUGHESVILLE MINING DISTRICT | MT6122307485 | N/A | N/A | SAPS | Data not provided | Successive alkalinity producing system (SAPS) pre-treatment | Passive | Successive alkalinity producing system (SAPS) | Pre-treatment | Danny T adit water | Y | Pre-treatment | Batteries used to run metering pump, slurry mixer, and timer switch | Remote central Montana, southeast of Great Falls/no constraints noted | Pilot | June - September 2013 | Iron | Fe, dissolved | µg/L | N | N/A | [6 empty] | 111000 | 162000 | 31.4815 |  |  |  | Data not provided | Data not provided | Data not provided | Data not provided | Data not provided | Data not provided | Data not provided | Data not provided |  | Effluent | 5.11 | 2.36 | mg/L | 13.38 | °C | Data not provided | N/A | Data not provided | N/A | 178.3 | mV | 2347 | µS/cm | 22.9 | %DO | Data not provided | Data not provided | Data not provided | Data not provided | Data not provided | Data not provided | Data not provided | Data not provided | Data not provided | Data not provided | Data not provided | Data not provided | Pre-treatment substrate of limestone gravel overlain by a manure and compost layer. | The number of sampling dates was reduced, resulting in less info to determine long-term treatment effectiveness. | Total metals data set is limited to only two sampling events.
Final Danny T Adit Treatability Study Year 1 Technical Memorandum, Barker-Hughesville Mining District Superfund Site Cascade and Judith Basin Counties, Montana | BARKER HUGHESVILLE MINING DISTRICT | MT6122307485 | N/A | N/A | SAPS | Data not provided | Successive alkalinity producing system (SAPS) pre-treatment | Passive | Successive alkalinity producing system (SAPS) | Pre-treatment | Danny T adit water | Y | Pre-treatment | Batteries used to run metering pump, slurry mixer, and timer switch | Remote central Montana, southeast of Great Falls/no constraints noted | Pilot | June - September 2013 | Iron | Fe, total | µg/L | N | N/A | [9 empty] | 4860 | 179000 | 97.2849 | Data not provided | Data not provided | Data not provided | Data not provided | Data not provided | Data not provided | Data not provided | Data not provided |  | Effluent | 6.38 | 0.09 | mg/L | 21.97 | °C | Data not provided | N/A | Data not provided | N/A | -157.6 | mV | 2434 | µS/cm | None | N/A | Data not provided | Data not provided | Data not provided | Data not provided | Data not provided | Data not provided | Data not provided | Data not provided | Data not provided | Data not provided | Data not provided | Data not provided | Pre-treatment substrate of limestone gravel overlain by a manure and compost layer. | Data not provided | Data not provided
Final Danny T Adit Treatability Study Year 1 Technical Memorandum, Barker-Hughesville Mining District Superfund Site Cascade and Judith Basin Counties, Montana | BARKER HUGHESVILLE MINING DISTRICT | MT6122307485 | N/A | N/A | SAPS | Data not provided | Successive alkalinity producing system (SAPS) pre-treatment | Passive | Successive alkalinity producing system (SAPS) | Pre-treatment | Danny T adit water | Y | Pre-treatment | Batteries used to run metering pump, slurry mixer, and timer switch | Remote central Montana, southeast of Great Falls/no constraints noted | Pilot | June - September 2013 | Iron | Fe, dissolved | µg/L | N | N/A | [9 empty] | 2630 | 180000 | 98.5389 | Data not provided | Data not provided | Data not provided | Data not provided | Data not provided | Data not provided | Data not provided | Data not provided |  | Effluent | 6.38 | 0.09 | mg/L | 21.97 | °C | Data not provided | N/A | Data not provided | N/A | -157.6 | mV | 2434 | µS/cm | None | N/A | Data not provided | Data not provided | Data not provided | Data not provided | Data not provided | Data not provided | Data not provided | Data not provided | Data not provided | Data not provided | Data not provided | Data not provided | Pre-treatment substrate of limestone gravel overlain by a manure and compost layer. | The number of sampling dates was reduced, resulting in less info to determine long-term treatment effectiveness. | Total metals data set is limited to only two sampling events.
Final Danny T Adit Treatability Study Year 1 Technical Memorandum, Barker-Hughesville Mining District Superfund Site Cascade and Judith Basin Counties, Montana | BARKER HUGHESVILLE MINING DISTRICT | MT6122307485 | N/A | N/A | BCR1 | Data not provided | Biochemical reactor (BCR) without pre-treatment (BCR1) | Passive | Biochemical reactor (BCR) | No pre-treatment | Danny T adit water | N | BCR without pre-treatment | Batteries used to run metering pump, slurry mixer, and timer switch | Remote central Montana, southeast of Great Falls/no constraints noted | Pilot | June - September 2013 | Fluoride | F | mg/L | N | N/A | 0.8 | 1.3–1.4 | (-)75 - (-)62.5 | [9 empty] | Data not provided | Data not provided | Data not provided | Data not provided | Data not provided | Data not provided | Data not provided | Data not provided |  | Influent | 2.8–2.85 | 2.19–2.41 | mg/L | 21.72–25.14 | °C | Data not provided | N/A | Data not provided | N/A | 382.6–492.7 | mV | 2,404–3,394 | µS/cm | 26–27.1 | %DO | Data not provided | Data not provided | Data not provided | Data not provided | Data not provided | Data not provided | Data not provided | Data not provided | Data not provided | Data not provided | Results support the need for pretreatment of high acidity MIW ahead of the BCR. | Data not provided | Substrate: sawdust, wood chips, compost, dairy manure and limestone chips. BCR substrate composition was modified due to a shortage of available manure and limestone. The shortage of manure and limestone may have had a negative impact on treatment effectiveness in the BCRs. | Data not provided | Data not provided | A range of values is shown to reflect more than one day with the same influent.
Final Danny T Adit Treatability Study Year 1 Technical Memorandum, Barker-Hughesville Mining District Superfund Site Cascade and Judith Basin Counties, Montana | BARKER HUGHESVILLE MINING DISTRICT | MT6122307485 | N/A | N/A | BCR1 | Data not provided | Biochemical reactor (BCR) without pre-treatment (BCR1) | Passive | Biochemical reactor (BCR) | No pre-treatment | Danny T adit water | N | BCR without pre-treatment | Batteries used to run metering pump, slurry mixer, and timer switch | Remote central Montana, southeast of Great Falls/no constraints noted | Pilot | June - September 2013 | Fluoride | F | mg/L | N | N/A |  |  |  | 0.2 | 1.3 | -550 | [6 empty] | Data not provided | Data not provided | Data not provided | Data not provided | Data not provided | Data not provided | Data not provided | Data not provided |  | Influent | 2.93 | 3.87 | mg/L | 15.19 | °C | Data not provided | N/A | Data not provided | N/A | 476.4 | mV | 1332 | µS/cm | None | N/A | Data not provided | Data not provided | Data not provided | Data not provided | Data not provided | Data not provided | Data not provided | Data not provided | Data not provided | Data not provided | Results support the need for pretreatment of high acidity MIW ahead of the BCR. | Data not provided | Substrate: sawdust, wood chips, compost, dairy manure and limestone chips. BCR substrate composition was modified due to a shortage of available manure and limestone. The shortage of manure and limestone may have had a negative impact on treatment effectiveness in the BCRs. | Data not provided | Data not provided
Final Danny T Adit Treatability Study Year 1 Technical Memorandum, Barker-Hughesville Mining District Superfund Site Cascade and Judith Basin Counties, Montana | BARKER HUGHESVILLE MINING DISTRICT | MT6122307485 | N/A | N/A | BCR1 | Data not provided | Biochemical reactor (BCR) without pre-treatment (BCR1) | Passive | Biochemical reactor (BCR) | No pre-treatment | Danny T adit water | N | BCR without pre-treatment | Batteries used to run metering pump, slurry mixer, and timer switch | Remote central Montana, southeast of Great Falls/no constraints noted | Pilot | June - September 2013 | Fluoride | F | mg/L | N | N/A | [6 empty] | 2 | 0.7 | -185.7143 |  |  |  | Data not provided | Data not provided | Data not provided | Data not provided | Data not provided | Data not provided | Data not provided | Data not provided |  | Effluent | 5.7 | 1.33 | mg/L | 14.95 | °C | Data not provided | N/A | Data not provided | N/A | 77.2 | mV | 2424 | µS/cm | 13.6 | %DO | Data not provided | Data not provided | Data not provided | Data not provided | Data not provided | Data not provided | Data not provided | Data not provided | Data not provided | Data not provided | Results support the need for pretreatment of high acidity MIW ahead of the BCR. | Data not provided | Substrate: sawdust, wood chips, compost, dairy manure and limestone chips. BCR substrate composition was modified due to a shortage of available manure and limestone. The shortage of manure and limestone may have had a negative impact on treatment effectiveness in the BCRs. | Data not provided | Data not provided
Final Danny T Adit Treatability Study Year 1 Technical Memorandum, Barker-Hughesville Mining District Superfund Site Cascade and Judith Basin Counties, Montana | BARKER HUGHESVILLE MINING DISTRICT | MT6122307485 | N/A | N/A | BCR1 | Data not provided | Biochemical reactor (BCR) without pre-treatment (BCR1) | Passive | Biochemical reactor (BCR) | No pre-treatment | Danny T adit water | N | BCR without pre-treatment | Batteries used to run metering pump, slurry mixer, and timer switch | Remote central Montana, southeast of Great Falls/no constraints noted | Pilot | June - September 2013 | Fluoride | F | mg/L | N | N/A | [9 empty] | 0.3 | 0.5 | 40 | Data not provided | Data not provided | Data not provided | Data not provided | Data not provided | Data not provided | Data not provided | Data not provided |  | Effluent | 6.07 | 0.02 | mg/L | 20.6 | °C | Data not provided | N/A | Data not provided | N/A | -163 | mV | 3505 | µS/cm | None | N/A | Data not provided | Data not provided | Data not provided | Data not provided | Data not provided | Data not provided | Data not provided | Data not provided | Data not provided | Data not provided | Results support the need for pretreatment of high acidity MIW ahead of the BCR. | Data not provided | Substrate: sawdust, wood chips, compost, dairy manure and limestone chips. BCR substrate composition was modified due to a shortage of available manure and limestone. The shortage of manure and limestone may have had a negative impact on treatment effectiveness in the BCRs. | Data not provided | Data not provided
Final Danny T Adit Treatability Study Year 1 Technical Memorandum, Barker-Hughesville Mining District Superfund Site Cascade and Judith Basin Counties, Montana | BARKER HUGHESVILLE MINING DISTRICT | MT6122307485 | N/A | N/A | BCR2 | Data not provided | Biochemical reactor (BCR) with SAPS pre-treatment (BCR2) | Passive | Biochemical reactor (BCR) | Pre-treatment | Danny T adit water | Y | BCR with pre-treatment | Batteries used to run metering pump, slurry mixer, and timer switch | Remote central Montana, southeast of Great Falls/no constraints noted | Pilot | June - September 2013 | Fluoride | F | mg/L | N | N/A | 0.8 | 1.4–1.5 | (-)87.5 - (-)75 | [9 empty] | Data not provided | Data not provided | Data not provided | Data not provided | Data not provided | Data not provided | Data not provided | Data not provided |  | Influent | 2.8–2.85 | 2.19–2.41 | mg/L | 21.72–25.14 | °C | Data not provided | N/A | Data not provided | N/A | 382.6–492.7 | mV | 2,404–3,394 | µS/cm | 26–27.1 | %DO | Data not provided | Data not provided | Data not provided | Data not provided | Data not provided | Data not provided | Data not provided | Data not provided | Data not provided | Data not provided | Data not provided | Data not provided | Substrate: sawdust, wood chips, compost, dairy manure and limestone chips. BCR substrate composition was modified due to a shortage of available manure and limestone. The shortage of manure and limestone may have had a negative impact on treatment effectiveness in the BCRs. | Data not provided | Data not provided | A range of values is shown to reflect more than one day with the same influent.
Final Danny T Adit Treatability Study Year 1 Technical Memorandum, Barker-Hughesville Mining District Superfund Site Cascade and Judith Basin Counties, Montana | BARKER HUGHESVILLE MINING DISTRICT | MT6122307485 | N/A | N/A | BCR2 | Data not provided | Biochemical reactor (BCR) with SAPS pre-treatment (BCR2) | Passive | Biochemical reactor (BCR) | Pre-treatment | Danny T adit water | Y | BCR with pre-treatment | Batteries used to run metering pump, slurry mixer, and timer switch | Remote central Montana, southeast of Great Falls/no constraints noted | Pilot | June - September 2013 | Fluoride | F | mg/L | N | N/A |  |  |  | 0.2 | 0.8 | -300 | [6 empty] | Data not provided | Data not provided | Data not provided | Data not provided | Data not provided | Data not provided | Data not provided | Data not provided |  | Influent | 2.93 | 3.87 | mg/L | 15.19 | °C | Data not provided | N/A | Data not provided | N/A | 476.4 | mV | 1332 | µS/cm | None | N/A | Data not provided | Data not provided | Data not provided | Data not provided | Data not provided | Data not provided | Data not provided | Data not provided | Data not provided | Data not provided | Data not provided | Data not provided | Substrate: sawdust, wood chips, compost, dairy manure and limestone chips. BCR substrate composition was modified due to a shortage of available manure and limestone. The shortage of manure and limestone may have had a negative impact on treatment effectiveness in the BCRs. | Data not provided | Data not provided
Final Danny T Adit Treatability Study Year 1 Technical Memorandum, Barker-Hughesville Mining District Superfund Site Cascade and Judith Basin Counties, Montana | BARKER HUGHESVILLE MINING DISTRICT | MT6122307485 | N/A | N/A | BCR2 | Data not provided | Biochemical reactor (BCR) with SAPS pre-treatment (BCR2) | Passive | Biochemical reactor (BCR) | Pre-treatment | Danny T adit water | Y | BCR with pre-treatment | Batteries used to run metering pump, slurry mixer, and timer switch | Remote central Montana, southeast of Great Falls/no constraints noted | Pilot | June - September 2013 | Fluoride | F | mg/L | N | N/A | [6 empty] | 1.9 | 0.7 | -171.4286 |  |  |  | Data not provided | Data not provided | Data not provided | Data not provided | Data not provided | Data not provided | Data not provided | Data not provided |  | Effluent | 6.02 | 1.62 | mg/L | 14.75 | °C | Data not provided | N/A | Data not provided | N/A | 18.7 | mV | 2397 | µS/cm | 16.4 | %DO | Data not provided | Data not provided | Data not provided | Data not provided | Data not provided | Data not provided | Data not provided | Data not provided | Data not provided | Data not provided | Data not provided | Data not provided | Substrate: sawdust, wood chips, compost, dairy manure and limestone chips. BCR substrate composition was modified due to a shortage of available manure and limestone. The shortage of manure and limestone may have had a negative impact on treatment effectiveness in the BCRs. | Data not provided | Data not provided
Final Danny T Adit Treatability Study Year 1 Technical Memorandum, Barker-Hughesville Mining District Superfund Site Cascade and Judith Basin Counties, Montana | BARKER HUGHESVILLE MINING DISTRICT | MT6122307485 | N/A | N/A | BCR2 | Data not provided | Biochemical reactor (BCR) with SAPS pre-treatment (BCR2) | Passive | Biochemical reactor (BCR) | Pre-treatment | Danny T adit water | Y | BCR with pre-treatment | Batteries used to run metering pump, slurry mixer, and timer switch | Remote central Montana, southeast of Great Falls/no constraints noted | Pilot | June - September 2013 | Fluoride | F | mg/L | N | N/A | [9 empty] | 0.2 | 0.5 | 60 | Data not provided | Data not provided | Data not provided | Data not provided | Data not provided | Data not provided | Data not provided | Data not provided |  | Effluent | 6.29 | 0.05 | mg/L | 20.2 | °C | Data not provided | N/A | Data not provided | N/A | -153.8 | mV | 4954 | µS/cm | None | N/A | Data not provided | Data not provided | Data not provided | Data not provided | Data not provided | Data not provided | Data not provided | Data not provided | Data not provided | Data not provided | Data not provided | Data not provided | Substrate: sawdust, wood chips, compost, dairy manure and limestone chips. BCR substrate composition was modified due to a shortage of available manure and limestone. The shortage of manure and limestone may have had a negative impact on treatment effectiveness in the BCRs. | Data not provided | Data not provided
Final Danny T Adit Treatability Study Year 1 Technical Memorandum, Barker-Hughesville Mining District Superfund Site Cascade and Judith Basin Counties, Montana | BARKER HUGHESVILLE MINING DISTRICT | MT6122307485 | N/A | N/A | BCR3 | Data not provided | Biochemical reactor (BCR) with CHIT pre-treatment (BCR3) | Passive | Biochemical reactor (BCR) | Pre-treatment | Danny T adit water | Y | BCR with pre-treatment | Batteries used to run metering pump, slurry mixer, and timer switch | Remote central Montana, southeast of Great Falls/no constraints noted | Pilot | June - September 2013 | Fluoride | F | mg/L | N | N/A | 0.8 | 0.4–0.5 | 37.5 - 50 | [9 empty] | Data not provided | Data not provided | Data not provided | Data not provided | Data not provided | Data not provided | Data not provided | Data not provided |  | Influent | 2.8–2.85 | 2.19–2.41 | mg/L | 21.72–25.14 | °C | Data not provided | N/A | Data not provided | N/A | 382.6–492.7 | mV | 2,404–3,394 | µS/cm | 26–27.1 | %DO | Data not provided | Data not provided | Data not provided | Data not provided | Data not provided | Data not provided | Data not provided | Data not provided | Data not provided | Data not provided | Data not provided | Data not provided | Substrate: sawdust, wood chips, compost, dairy manure and limestone chips. BCR substrate composition was modified due to a shortage of available manure and limestone. The shortage of manure and limestone may have had a negative impact on treatment effectiveness in the BCRs. | Data not provided | Data not provided | A range of values is shown to reflect more than one day with the same influent.
Final Danny T Adit Treatability Study Year 1 Technical Memorandum, Barker-Hughesville Mining District Superfund Site Cascade and Judith Basin Counties, Montana | BARKER HUGHESVILLE MINING DISTRICT | MT6122307485 | N/A | N/A | BCR3 | Data not provided | Biochemical reactor (BCR) with CHIT pre-treatment (BCR3) | Passive | Biochemical reactor (BCR) | Pre-treatment | Danny T adit water | Y | BCR with pre-treatment | Batteries used to run metering pump, slurry mixer, and timer switch | Remote central Montana, southeast of Great Falls/no constraints noted | Pilot | June - September 2013 | Fluoride | F | mg/L | N | N/A |  |  |  | 0.2 | 0.1 | 50 | [6 empty] | Data not provided | Data not provided | Data not provided | Data not provided | Data not provided | Data not provided | Data not provided | Data not provided |  | Influent | 2.93 | 3.87 | mg/L | 15.19 | °C | Data not provided | N/A | Data not provided | N/A | 476.4 | mV | 1332 | µS/cm | None | N/A | Data not provided | Data not provided | Data not provided | Data not provided | Data not provided | Data not provided | Data not provided | Data not provided | Data not provided | Data not provided | Data not provided | Data not provided | Substrate: sawdust, wood chips, compost, dairy manure and limestone chips. BCR substrate composition was modified due to a shortage of available manure and limestone. The shortage of manure and limestone may have had a negative impact on treatment effectiveness in the BCRs. | Data not provided | Data not provided
Final Danny T Adit Treatability Study Year 1 Technical Memorandum, Barker-Hughesville Mining District Superfund Site Cascade and Judith Basin Counties, Montana | BARKER HUGHESVILLE MINING DISTRICT | MT6122307485 | N/A | N/A | BCR3 | Data not provided | Biochemical reactor (BCR) with CHIT pre-treatment (BCR3) | Passive | Biochemical reactor (BCR) | Pre-treatment | Danny T adit water | Y | BCR with pre-treatment | Batteries used to run metering pump, slurry mixer, and timer switch | Remote central Montana, southeast of Great Falls/no constraints noted | Pilot | June - September 2013 | Fluoride | F | mg/L | N | N/A | [6 empty] | 0.5 | 0.8 | 37.5 |  |  |  | Data not provided | Data not provided | Data not provided | Data not provided | Data not provided | Data not provided | Data not provided | Data not provided |  | Effluent | 6.55 | 2.79 | mg/L | 16.81 | °C | Data not provided | N/A | Data not provided | N/A | -247.5 | mV | 6207 | µS/cm | 28.3 | %DO | Data not provided | Data not provided | Data not provided | Data not provided | Data not provided | Data not provided | Data not provided | Data not provided | Data not provided | Data not provided | Data not provided | Data not provided | Substrate: sawdust, wood chips, compost, dairy manure and limestone chips. BCR substrate composition was modified due to a shortage of available manure and limestone. The shortage of manure and limestone may have had a negative impact on treatment effectiveness in the BCRs. | Data not provided | Data not provided
Final Danny T Adit Treatability Study Year 1 Technical Memorandum, Barker-Hughesville Mining District Superfund Site Cascade and Judith Basin Counties, Montana | BARKER HUGHESVILLE MINING DISTRICT | MT6122307485 | N/A | N/A | BCR3 | Data not provided | Biochemical reactor (BCR) with CHIT pre-treatment (BCR3) | Passive | Biochemical reactor (BCR) | Pre-treatment | Danny T adit water | Y | BCR with pre-treatment | Batteries used to run metering pump, slurry mixer, and timer switch | Remote central Montana, southeast of Great Falls/no constraints noted | Pilot | June - September 2013 | Fluoride | F | mg/L | N | N/A | [9 empty] | 0.1 | 0.2–0.7 | 50.0 - 85.7 | Data not provided | Data not provided | Data not provided | Data not provided | Data not provided | Data not provided | Data not provided | Data not provided |  | Effluent | 6.17–6.81 | 0.04–2.38 | mg/L | 14.5–20.21 | °C | Data not provided | N/A | Data not provided | N/A | (-)325.7–(-)152.5 | mV | 5,866–8,162 | µS/cm | NA–23.5 | %DO | Data not provided | Data not provided | Data not provided | Data not provided | Data not provided | Data not provided | Data not provided | Data not provided | Data not provided | Data not provided | Data not provided | Data not provided | Substrate: sawdust, wood chips, compost, dairy manure and limestone chips. BCR substrate composition was modified due to a shortage of available manure and limestone. The shortage of manure and limestone may have had a negative impact on treatment effectiveness in the BCRs. | Data not provided | Data not provided | A range of values is shown to reflect multiple days with the same effluent.
Final Danny T Adit Treatability Study Year 1 Technical Memorandum, Barker-Hughesville Mining District Superfund Site Cascade and Judith Basin Counties, Montana | BARKER HUGHESVILLE MINING DISTRICT | MT6122307485 | N/A | N/A | BCR4 | Data not provided | Biochemical reactor (BCR) with Mg(OH)2 pre-treatment (BCR4) | Passive | Biochemical reactor (BCR) | Pre-treatment | Danny T adit water | Y | BCR with pre-treatment | Batteries used to run metering pump, slurry mixer, and timer switch | Remote central Montana, southeast of Great Falls/no constraints noted | Pilot | June - September 2013 | Fluoride | F | mg/L | N | N/A | 0.8 | 1.4–1.8 | (-)125 - (-)75 | [9 empty] | Data not provided | Data not provided | Data not provided | Data not provided | Data not provided | Data not provided | Data not provided | Data not provided |  | Influent | 2.8–2.85 | 2.19–2.41 | mg/L | 21.72–25.14 | °C | Data not provided | N/A | Data not provided | N/A | 382.6–492.7 | mV | 2,404–3,394 | µS/cm | 26–27.1 | %DO | Data not provided | Data not provided | Data not provided | Data not provided | Data not provided | Data not provided | Data not provided | Data not provided | Data not provided | Data not provided | Data not provided | Data not provided | Substrate: sawdust, wood chips, compost, dairy manure and limestone chips. BCR substrate composition was modified due to a shortage of available manure and limestone. The shortage of manure and limestone may have had a negative impact on treatment effectiveness in the BCRs. | Data not provided | Data not provided | A range of values is shown to reflect more than one day with the same influent.
Final Danny T Adit Treatability Study Year 1 Technical Memorandum, Barker-Hughesville Mining District Superfund Site Cascade and Judith Basin Counties, Montana | BARKER HUGHESVILLE MINING DISTRICT | MT6122307485 | N/A | N/A | BCR4 | Data not provided | Biochemical reactor (BCR) with Mg(OH)2 pre-treatment (BCR4) | Passive | Biochemical reactor (BCR) | Pre-treatment | Danny T adit water | Y | BCR with pre-treatment | Batteries used to run metering pump, slurry mixer, and timer switch | Remote central Montana, southeast of Great Falls/no constraints noted | Pilot | June - September 2013 | Fluoride | F | mg/L | N | N/A |  |  |  | 0.2 | 1.2 | -500 | [6 empty] | Data not provided | Data not provided | Data not provided | Data not provided | Data not provided | Data not provided | Data not provided | Data not provided |  | Influent | 2.93 | 3.87 | mg/L | 15.19 | °C | Data not provided | N/A | Data not provided | N/A | 476.4 | mV | 1332 | µS/cm | None | N/A | Data not provided | Data not provided | Data not provided | Data not provided | Data not provided | Data not provided | Data not provided | Data not provided | Data not provided | Data not provided | Data not provided | Data not provided | Substrate: sawdust, wood chips, compost, dairy manure and limestone chips. BCR substrate composition was modified due to a shortage of available manure and limestone. The shortage of manure and limestone may have had a negative impact on treatment effectiveness in the BCRs. | Data not provided | Data not provided
Final Danny T Adit Treatability Study Year 1 Technical Memorandum, Barker-Hughesville Mining District Superfund Site Cascade and Judith Basin Counties, Montana | BARKER HUGHESVILLE MINING DISTRICT | MT6122307485 | N/A | N/A | BCR4 | Data not provided | Biochemical reactor (BCR) with Mg(OH)2 pre-treatment (BCR4) | Passive | Biochemical reactor (BCR) | Pre-treatment | Danny T adit water | Y | BCR with pre-treatment | Batteries used to run metering pump, slurry mixer, and timer switch | Remote central Montana, southeast of Great Falls/no constraints noted | Pilot | June - September 2013 | Fluoride | F | mg/L | N | N/A | [6 empty] | 1.9 | 0.7 | -171.4286 |  |  |  | Data not provided | Data not provided | Data not provided | Data not provided | Data not provided | Data not provided | Data not provided | Data not provided |  | Effluent | 6.87 | 1.64 | mg/L | 16.2 | °C | Data not provided | N/A | Data not provided | N/A | -154.2 | mV | 2473 | µS/cm | 17.2 | %DO | Data not provided | Data not provided | Data not provided | Data not provided | Data not provided | Data not provided | Data not provided | Data not provided | Data not provided | Data not provided | Data not provided | Data not provided | Substrate: sawdust, wood chips, compost, dairy manure and limestone chips. BCR substrate composition was modified due to a shortage of available manure and limestone. The shortage of manure and limestone may have had a negative impact on treatment effectiveness in the BCRs. | Data not provided | Data not provided
Final Danny T Adit Treatability Study Year 1 Technical Memorandum, Barker-Hughesville Mining District Superfund Site Cascade and Judith Basin Counties, Montana | BARKER HUGHESVILLE MINING DISTRICT | MT6122307485 | N/A | N/A | BCR4 | Data not provided | Biochemical reactor (BCR) with Mg(OH)2 pre-treatment (BCR4) | Passive | Biochemical reactor (BCR) | Pre-treatment | Danny T adit water | Y | BCR with pre-treatment | Batteries used to run metering pump, slurry mixer, and timer switch | Remote central Montana, southeast of Great Falls/no constraints noted | Pilot | June - September 2013 | Fluoride | F | mg/L | N | N/A | [9 empty] | 0.2 | 0.5 | 60 | Data not provided | Data not provided | Data not provided | Data not provided | Data not provided | Data not provided | Data not provided | Data not provided |  | Effluent | 6.25 | 0.02 | mg/L | 20.16 | °C | Data not provided | N/A | Data not provided | N/A | -144.8 | mV | 4001 | µS/cm | None | N/A | Data not provided | Data not provided | Data not provided | Data not provided | Data not provided | Data not provided | Data not provided | Data not provided | Data not provided | Data not provided | Data not provided | Data not provided | Substrate: sawdust, wood chips, compost, dairy manure and limestone chips. BCR substrate composition was modified due to a shortage of available manure and limestone. The shortage of manure and limestone may have had a negative impact on treatment effectiveness in the BCRs. | Data not provided | Data not provided
Final Danny T Adit Treatability Study Year 1 Technical Memorandum, Barker-Hughesville Mining District Superfund Site Cascade and Judith Basin Counties, Montana | BARKER HUGHESVILLE MINING DISTRICT | MT6122307485 | N/A | N/A | CHIT | Data not provided | Chitorem pre-treatment (CHIT) | Passive | Chitorem® | Pre-treatment | Danny T adit water | Y | Pre-treatment | Batteries used to run metering pump, slurry mixer, and timer switch | Remote central Montana, southeast of Great Falls/no constraints noted | Pilot | June - September 2013 | Fluoride | F | mg/L | N | N/A | 0.8 | 0.6 | 25 | [9 empty] | Data not provided | Data not provided | Data not provided | Data not provided | Data not provided | Data not provided | Data not provided | Data not provided |  | Influent | 2.8–2.85 | 2.19–2.41 | mg/L | 21.72–25.14 | °C | Data not provided | N/A | Data not provided | N/A | 382.6–492.7 | mV | 2,404–3,394 | µS/cm | 26–27.1 | %DO | Data not provided | Data not provided | Data not provided | Data not provided | Data not provided | Data not provided | Data not provided | Data not provided | Data not provided | Data not provided | The Chitorem/BCR3 treatment provided the best overall treatment performance for both metal removal and sustaining sulfate reducing conditions. | Data not provided | Chitorem is a proprietary material that contains calcium carbonate, protein, and chitin (crab shell). Also contains its own bacteria - material breaks down and produces carbonates (adds alkalinity). | The Chitorem substrate composition was modified by adding pea gravel to increase permeability. | Data not provided | A range of values is shown to reflect more than one day with the same influent.
Final Danny T Adit Treatability Study Year 1 Technical Memorandum, Barker-Hughesville Mining District Superfund Site Cascade and Judith Basin Counties, Montana | BARKER HUGHESVILLE MINING DISTRICT | MT6122307485 | N/A | N/A | CHIT | Data not provided | Chitorem pre-treatment (CHIT) | Passive | Chitorem® | Pre-treatment | Danny T adit water | Y | Pre-treatment | Batteries used to run metering pump, slurry mixer, and timer switch | Remote central Montana, southeast of Great Falls/no constraints noted | Pilot | June - September 2013 | Fluoride | F | mg/L | N | N/A |  |  |  | 0.2 | 0.1 | 50 | [6 empty] | Data not provided | Data not provided | Data not provided | Data not provided | Data not provided | Data not provided | Data not provided | Data not provided |  | Influent | 2.93 | 3.87 | mg/L | 15.19 | °C | Data not provided | N/A | Data not provided | N/A | 476.4 | mV | 1332 | µS/cm | None | N/A | Data not provided | Data not provided | Data not provided | Data not provided | Data not provided | Data not provided | Data not provided | Data not provided | Data not provided | Data not provided | The Chitorem/BCR3 treatment provided the best overall treatment performance for both metal removal and sustaining sulfate reducing conditions. | Data not provided | Chitorem is a proprietary material that contains calcium carbonate, protein, and chitin (crab shell). Also contains its own bacteria - material breaks down and produces carbonates (adds alkalinity). | The Chitorem substrate composition was modified by adding pea gravel to increase permeability. | Data not provided
Final Danny T Adit Treatability Study Year 1 Technical Memorandum, Barker-Hughesville Mining District Superfund Site Cascade and Judith Basin Counties, Montana | BARKER HUGHESVILLE MINING DISTRICT | MT6122307485 | N/A | N/A | CHIT | Data not provided | Chitorem pre-treatment (CHIT) | Passive | Chitorem® | Pre-treatment | Danny T adit water | Y | Pre-treatment | Batteries used to run metering pump, slurry mixer, and timer switch | Remote central Montana, southeast of Great Falls/no constraints noted | Pilot | June - September 2013 | Fluoride | F | mg/L | N | N/A | [6 empty] | 0.6 | 0.7–0.8 | 14.3 - 25 |  |  |  | Data not provided | Data not provided | Data not provided | Data not provided | Data not provided | Data not provided | Data not provided | Data not provided |  | Effluent | 6.07–6.14 | 1.57–3.95 | mg/L | 16.95–21.12 | °C | Data not provided | N/A | Data not provided | N/A | (-)184.7–(-)57.3 | mV | 2,941–6,475 | µS/cm | 17.1–46.4 | %DO | Data not provided | Data not provided | Data not provided | Data not provided | Data not provided | Data not provided | Data not provided | Data not provided | Data not provided | Data not provided | The Chitorem/BCR3 treatment provided the best overall treatment performance for both metal removal and sustaining sulfate reducing conditions. | Data not provided | Chitorem is a proprietary material that contains calcium carbonate, protein, and chitin (crab shell). Also contains its own bacteria - material breaks down and produces carbonates (adds alkalinity). | The Chitorem substrate composition was modified by adding pea gravel to increase permeability. | Data not provided | A range of values is shown to reflect more than one day with the same influent.
Final Danny T Adit Treatability Study Year 1 Technical Memorandum, Barker-Hughesville Mining District Superfund Site Cascade and Judith Basin Counties, Montana | BARKER HUGHESVILLE MINING DISTRICT | MT6122307485 | N/A | N/A | CHIT | Data not provided | Chitorem pre-treatment (CHIT) | Passive | Chitorem® | Pre-treatment | Danny T adit water | Y | Pre-treatment | Batteries used to run metering pump, slurry mixer, and timer switch | Remote central Montana, southeast of Great Falls/no constraints noted | Pilot | June - September 2013 | Fluoride | F | mg/L | N | N/A | [9 empty] | 0.1 U | 0.5 | 90 | Data not provided | Data not provided | Data not provided | Data not provided | Data not provided | Data not provided | Data not provided | Data not provided |  | Effluent | 6.65 | 0.05 | mg/L | 21.52 | °C | Data not provided | N/A | Data not provided | N/A | -206.8 | mV | 60571 | µS/cm | None | N/A | Data not provided | Data not provided | Data not provided | Data not provided | Data not provided | Data not provided | Data not provided | Data not provided | Data not provided | Data not provided | The Chitorem/BCR3 treatment provided the best overall treatment performance for both metal removal and sustaining sulfate reducing conditions. | Data not provided | Chitorem is a proprietary material that contains calcium carbonate, protein, and chitin (crab shell). Also contains its own bacteria - material breaks down and produces carbonates (adds alkalinity). | The Chitorem substrate composition was modified by adding pea gravel to increase permeability. | Data not provided
Final Danny T Adit Treatability Study Year 1 Technical Memorandum, Barker-Hughesville Mining District Superfund Site Cascade and Judith Basin Counties, Montana | BARKER HUGHESVILLE MINING DISTRICT | MT6122307485 | N/A | N/A | MGOH | Data not provided | Alkaline Addition pre-treatment - Mg(OH)2 | Passive | Magnesium hydroxide Mg(OH)2 | Pre-treatment | Danny T adit water | Y | Pre-treatment | Batteries used to run metering pump, slurry mixer, and timer switch | Remote central Montana, southeast of Great Falls/no constraints noted | Pilot | June - September 2013 | Fluoride | F | mg/L | N | N/A | 0.8 | 1–1.9 | (-)137.5 - (-)25 | [9 empty] | Data not provided | Data not provided | Data not provided | Data not provided | Data not provided | Data not provided | Data not provided | Data not provided |  | Influent | 2.8–2.85 | 2.19–2.41 | mg/L | 21.72–25.14 | °C | Data not provided | N/A | Data not provided | N/A | 382.6–492.7 | mV | 2,404–3,394 | µS/cm | 26–27.1 | %DO | Data not provided | Data not provided | Data not provided | Data not provided | Data not provided | Data not provided | Data not provided | Data not provided | Data not provided | Data not provided | Data not provided | Data not provided | Alkaline addition using a magnesium hydroxide (Mg(OH)2) solution. | Data not provided | Data not provided | A range of values is shown to reflect more than one day with the same influent.
Final Danny T Adit Treatability Study Year 1 Technical Memorandum, Barker-Hughesville Mining District Superfund Site Cascade and Judith Basin Counties, Montana | BARKER HUGHESVILLE MINING DISTRICT | MT6122307485 | N/A | N/A | MGOH | Data not provided | Alkaline Addition pre-treatment - Mg(OH)2 | Passive | Magnesium hydroxide Mg(OH)2 | Pre-treatment | Danny T adit water | Y | Pre-treatment | Batteries used to run metering pump, slurry mixer, and timer switch | Remote central Montana, southeast of Great Falls/no constraints noted | Pilot | June - September 2013 | Fluoride | F | mg/L | N | N/A |  |  |  | 0.2 | 1.5 | -650 | [6 empty] | Data not provided | Data not provided | Data not provided | Data not provided | Data not provided | Data not provided | Data not provided | Data not provided |  | Influent | 2.93 | 3.87 | mg/L | 15.19 | °C | Data not provided | N/A | Data not provided | N/A | 476.4 | mV | 1332 | µS/cm | None | N/A | Data not provided | Data not provided | Data not provided | Data not provided | Data not provided | Data not provided | Data not provided | Data not provided | Data not provided | Data not provided | Data not provided | Data not provided | Alkaline addition using a magnesium hydroxide (Mg(OH)2) solution. | Data not provided | Data not provided
Final Danny T Adit Treatability Study Year 1 Technical Memorandum, Barker-Hughesville Mining District Superfund Site Cascade and Judith Basin Counties, Montana | BARKER HUGHESVILLE MINING DISTRICT | MT6122307485 | N/A | N/A | MGOH | Data not provided | Alkaline Addition pre-treatment - Mg(OH)2 | Passive | Magnesium hydroxide Mg(OH)2 | Pre-treatment | Danny T adit water | Y | Pre-treatment | Batteries used to run metering pump, slurry mixer, and timer switch | Remote central Montana, southeast of Great Falls/no constraints noted | Pilot | June - September 2013 | Fluoride | F | mg/L | N | N/A | [6 empty] | 1.9 | 0.8 | -137.5 |  |  |  | Data not provided | Data not provided | Data not provided | Data not provided | Data not provided | Data not provided | Data not provided | Data not provided |  | Effluent | 3.69 | 7.22 | mg/L | 16.5 | °C | Data not provided | N/A | Data not provided | N/A | 103.5 | mV | 3022 | µS/cm | 74 | %DO | Data not provided | Data not provided | Data not provided | Data not provided | Data not provided | Data not provided | Data not provided | Data not provided | Data not provided | Data not provided | Data not provided | Data not provided | Alkaline addition using a magnesium hydroxide (Mg(OH)2) solution. | Data not provided | Data not provided
Final Danny T Adit Treatability Study Year 1 Technical Memorandum, Barker-Hughesville Mining District Superfund Site Cascade and Judith Basin Counties, Montana | BARKER HUGHESVILLE MINING DISTRICT | MT6122307485 | N/A | N/A | MGOH | Data not provided | Alkaline Addition pre-treatment - Mg(OH)2 | Passive | Magnesium hydroxide Mg(OH)2 | Pre-treatment | Danny T adit water | Y | Pre-treatment | Batteries used to run metering pump, slurry mixer, and timer switch | Remote central Montana, southeast of Great Falls/no constraints noted | Pilot | June - September 2013 | Fluoride | F | mg/L | N | N/A | [9 empty] | 0.5 U | 0.5 | 50 | Data not provided | Data not provided | Data not provided | Data not provided | Data not provided | Data not provided | Data not provided | Data not provided |  | Effluent | 5.94 | 3.95 | mg/L | 19.28 | °C | Data not provided | N/A | Data not provided | N/A | -15.6 | mV | 1995 | µS/cm | None | N/A | Data not provided | Data not provided | Data not provided | Data not provided | Data not provided | Data not provided | Data not provided | Data not provided | Data not provided | Data not provided | Data not provided | Data not provided | Alkaline addition using a magnesium hydroxide (Mg(OH)2) solution. | Data not provided | Data not provided
Final Danny T Adit Treatability Study Year 1 Technical Memorandum, Barker-Hughesville Mining District Superfund Site Cascade and Judith Basin Counties, Montana | BARKER HUGHESVILLE MINING DISTRICT | MT6122307485 | N/A | N/A | SAPS | Data not provided | Successive alkalinity producing system (SAPS) pre-treatment | Passive | Successive alkalinity producing system (SAPS) | Pre-treatment | Danny T adit water | Y | Pre-treatment | Batteries used to run metering pump, slurry mixer, and timer switch | Remote central Montana, southeast of Great Falls/no constraints noted | Pilot | June - September 2013 | Fluoride | F | mg/L | N | N/A | 0.8 | 1.5–1.8 | (-)125 - (-)87.5 | [9 empty] | Data not provided | Data not provided | Data not provided | Data not provided | Data not provided | Data not provided | Data not provided | Data not provided |  | Influent | 2.8–2.85 | 2.19–2.41 | mg/L | 21.72–25.14 | °C | Data not provided | N/A | Data not provided | N/A | 382.6–492.7 | mV | 2,404–3,394 | µS/cm | 26–27.1 | %DO | Data not provided | Data not provided | Data not provided | Data not provided | Data not provided | Data not provided | Data not provided | Data not provided | Data not provided | Data not provided | Data not provided | Data not provided | Pre-treatment substrate of limestone gravel overlain by a manure and compost layer. | Data not provided | Data not provided | A range of values is shown to reflect more than one day with the same influent.
Final Danny T Adit Treatability Study Year 1 Technical Memorandum, Barker-Hughesville Mining District Superfund Site Cascade and Judith Basin Counties, Montana | BARKER HUGHESVILLE MINING DISTRICT | MT6122307485 | N/A | N/A | SAPS | Data not provided | Successive alkalinity producing system (SAPS) pre-treatment | Passive | Successive alkalinity producing system (SAPS) | Pre-treatment | Danny T adit water | Y | Pre-treatment | Batteries used to run metering pump, slurry mixer, and timer switch | Remote central Montana, southeast of Great Falls/no constraints noted | Pilot | June - September 2013 | Fluoride | F | mg/L | N | N/A |  |  |  | 0.2 | 1.4 | -600 | [6 empty] | Data not provided | Data not provided | Data not provided | Data not provided | Data not provided | Data not provided | Data not provided | Data not provided |  | Influent | 2.93 | 3.87 | mg/L | 15.19 | °C | Data not provided | N/A | Data not provided | N/A | 476.4 | mV | 1332 | µS/cm | None | N/A | Data not provided | Data not provided | Data not provided | Data not provided | Data not provided | Data not provided | Data not provided | Data not provided | Data not provided | Data not provided | Data not provided | Data not provided | Pre-treatment substrate of limestone gravel overlain by a manure and compost layer. | Data not provided | Data not provided
Final Danny T Adit Treatability Study Year 1 Technical Memorandum, Barker-Hughesville Mining District Superfund Site Cascade and Judith Basin Counties, Montana | BARKER HUGHESVILLE MINING DISTRICT | MT6122307485 | N/A | N/A | SAPS | Data not provided | Successive alkalinity producing system (SAPS) pre-treatment | Passive | Successive alkalinity producing system (SAPS) | Pre-treatment | Danny T adit water | Y | Pre-treatment | Batteries used to run metering pump, slurry mixer, and timer switch | Remote central Montana, southeast of Great Falls/no constraints noted | Pilot | June - September 2013 | Fluoride | F | mg/L | N | N/A | [6 empty] | 1.9 | 0.7 | -171.4286 |  |  |  | Data not provided | Data not provided | Data not provided | Data not provided | Data not provided | Data not provided | Data not provided | Data not provided |  | Effluent | 5.11 | 2.36 | mg/L | 13.38 | °C | Data not provided | N/A | Data not provided | N/A | 178.3 | mV | 2347 | µS/cm | 22.9 | %DO | Data not provided | Data not provided | Data not provided | Data not provided | Data not provided | Data not provided | Data not provided | Data not provided | Data not provided | Data not provided | Data not provided | Data not provided | Pre-treatment substrate of limestone gravel overlain by a manure and compost layer. | Data not provided | Data not provided
Final Danny T Adit Treatability Study Year 1 Technical Memorandum, Barker-Hughesville Mining District Superfund Site Cascade and Judith Basin Counties, Montana | BARKER HUGHESVILLE MINING DISTRICT | MT6122307485 | N/A | N/A | SAPS | Data not provided | Successive alkalinity producing system (SAPS) pre-treatment | Passive | Successive alkalinity producing system (SAPS) | Pre-treatment | Danny T adit water | Y | Pre-treatment | Batteries used to run metering pump, slurry mixer, and timer switch | Remote central Montana, southeast of Great Falls/no constraints noted | Pilot | June - September 2013 | Fluoride | F | mg/L | N | N/A | [9 empty] | 0.8 | 0.5 | -60 | Data not provided | Data not provided | Data not provided | Data not provided | Data not provided | Data not provided | Data not provided | Data not provided |  | Effluent | 6.38 | 0.09 | mg/L | 21.97 | °C | Data not provided | N/A | Data not provided | N/A | -157.6 | mV | 2434 | µS/cm | None | N/A | Data not provided | Data not provided | Data not provided | Data not provided | Data not provided | Data not provided | Data not provided | Data not provided | Data not provided | Data not provided | Data not provided | Data not provided | Pre-treatment substrate of limestone gravel overlain by a manure and compost layer. | Data not provided | Data not provided
Final Danny T Adit Treatability Study Year 1 Technical Memorandum, Barker-Hughesville Mining District Superfund Site Cascade and Judith Basin Counties, Montana | BARKER HUGHESVILLE MINING DISTRICT | MT6122307485 | N/A | N/A | BCR4 | Data not provided | Biochemical reactor (BCR) with Mg(OH)2 pre-treatment (BCR4) | Passive | Biochemical reactor (BCR) | Pre-treatment | Danny T adit water | Y | BCR with pre-treatment | Batteries used to run metering pump, slurry mixer, and timer switch | Remote central Montana, southeast of Great Falls/no constraints noted | Pilot | June - September 2013 | Hydroxide | Hydroxide | mg/L as OH | N | N/A | 1 U | 1 U | Not Applicable | [9 empty] | Data not provided | Data not provided | Data not provided | Data not provided | Data not provided | Data not provided | Data not provided | Data not provided |  | Influent | 2.72–2.94 | NA–6.48 | mg/L | 16.34–25.14 | °C | Data not provided | N/A | Data not provided | N/A | 382.6–492.7 | mV | 1,332–3,394 | µS/cm | NA–43.7 | %DO | Data not provided | Data not provided | Data not provided | Data not provided | Data not provided | Data not provided | Data not provided | Data not provided | Data not provided | Data not provided | Data not provided | Data not provided | Substrate: sawdust, wood chips, compost, dairy manure and limestone chips. BCR substrate composition was modified due to a shortage of available manure and limestone. The shortage of manure and limestone may have had a negative impact on treatment effectiveness in the BCRs. | Data not provided | All influent values below the detection limit | U = under the detection limit. A range of values is shown to reflect multiple days with influent below the detection limit.
Final Danny T Adit Treatability Study Year 1 Technical Memorandum, Barker-Hughesville Mining District Superfund Site Cascade and Judith Basin Counties, Montana | BARKER HUGHESVILLE MINING DISTRICT | MT6122307485 | N/A | N/A | BCR4 | Data not provided | Biochemical reactor (BCR) with Mg(OH)2 pre-treatment (BCR4) | Passive | Biochemical reactor (BCR) | Pre-treatment | Danny T adit water | Y | BCR with pre-treatment | Batteries used to run metering pump, slurry mixer, and timer switch | Remote central Montana, southeast of Great Falls/no constraints noted | Pilot | June - September 2013 | Hydroxide | Hydroxide | mg/L as OH | N | N/A |  |  |  | 1 U | 1 U | Not Applicable | [6 empty] | Data not provided | Data not provided | Data not provided | Data not provided | Data not provided | Data not provided | Data not provided | Data not provided |  | Influent | 2.72–2.94 | NA–6.48 | mg/L | 16.34–25.14 | °C | Data not provided | N/A | Data not provided | N/A | 382.6–492.7 | mV | 1,332–3,394 | µS/cm | NA–43.7 | %DO | Data not provided | Data not provided | Data not provided | Data not provided | Data not provided | Data not provided | Data not provided | Data not provided | Data not provided | Data not provided | Data not provided | Data not provided | Substrate: sawdust, wood chips, compost, dairy manure and limestone chips. BCR substrate composition was modified due to a shortage of available manure and limestone. The shortage of manure and limestone may have had a negative impact on treatment effectiveness in the BCRs. | Data not provided | All influent values below the detection limit | U = under the detection limit. A range of values is shown to reflect multiple days with influent below the detection limit.
Final Danny T Adit Treatability Study Year 1 Technical Memorandum, Barker-Hughesville Mining District Superfund Site Cascade and Judith Basin Counties, Montana | BARKER HUGHESVILLE MINING DISTRICT | MT6122307485 | N/A | N/A | BCR4 | Data not provided | Biochemical reactor (BCR) with Mg(OH)2 pre-treatment (BCR4) | Passive | Biochemical reactor (BCR) | Pre-treatment | Danny T adit water | Y | BCR with pre-treatment | Batteries used to run metering pump, slurry mixer, and timer switch | Remote central Montana, southeast of Great Falls/no constraints noted | Pilot | June - September 2013 | Hydroxide | Hydroxide | mg/L as OH | N | N/A | [6 empty] | 1 U | 1 U | Not Applicable |  |  |  | Data not provided | Data not provided | Data not provided | Data not provided | Data not provided | Data not provided | Data not provided | Data not provided |  | Effluent | 6.25–7.02 | 0.02–4.35 | mg/L | 16.2–20.33 | °C | Data not provided | N/A | Data not provided | N/A | (-)171.3–(-)30.2 | mV | 1,101–4,001 | µS/cm | NA–45.8 | %DO | Data not provided | Data not provided | Data not provided | Data not provided | Data not provided | Data not provided | Data not provided | Data not provided | Data not provided | Data not provided | Data not provided | Data not provided | Substrate: sawdust, wood chips, compost, dairy manure and limestone chips. BCR substrate composition was modified due to a shortage of available manure and limestone. The shortage of manure and limestone may have had a negative impact on treatment effectiveness in the BCRs. | Data not provided | All effluent values below the detection limit | U = under the detection limit. A range of values is shown to reflect multiple days with effluent below the detection limit.
Final Danny T Adit Treatability Study Year 1 Technical Memorandum, Barker-Hughesville Mining District Superfund Site Cascade and Judith Basin Counties, Montana | BARKER HUGHESVILLE MINING DISTRICT | MT6122307485 | N/A | N/A | BCR4 | Data not provided | Biochemical reactor (BCR) with Mg(OH)2 pre-treatment (BCR4) | Passive | Biochemical reactor (BCR) | Pre-treatment | Danny T adit water | Y | BCR with pre-treatment | Batteries used to run metering pump, slurry mixer, and timer switch | Remote central Montana, southeast of Great Falls/no constraints noted | Pilot | June - September 2013 | Hydroxide | Hydroxide | mg/L as OH | N | N/A | [9 empty] | 1 U | 1 U | Not Applicable | Data not provided | Data not provided | Data not provided | Data not provided | Data not provided | Data not provided | Data not provided | Data not provided |  | Effluent | 6.25–7.02 | 0.02–4.35 | mg/L | 16.2–20.33 | °C | Data not provided | N/A | Data not provided | N/A | (-)171.3–(-)30.2 | mV | 1,101–4,001 | µS/cm | NA–45.8 | %DO | Data not provided | Data not provided | Data not provided | Data not provided | Data not provided | Data not provided | Data not provided | Data not provided | Data not provided | Data not provided | Data not provided | Data not provided | Substrate: sawdust, wood chips, compost, dairy manure and limestone chips. BCR substrate composition was modified due to a shortage of available manure and limestone. The shortage of manure and limestone may have had a negative impact on treatment effectiveness in the BCRs. | Data not provided | All effluent values below the detection limit | U = under the detection limit. A range of values is shown to reflect multiple days with effluent below the detection limit.
Final Danny T Adit Treatability Study Year 1 Technical Memorandum, Barker-Hughesville Mining District Superfund Site Cascade and Judith Basin Counties, Montana | BARKER HUGHESVILLE MINING DISTRICT | MT6122307485 | N/A | N/A | MGOH | Data not provided | Alkaline Addition pre-treatment - Mg(OH)2 | Passive | Magnesium hydroxide Mg(OH)2 | Pre-treatment | Danny T adit water | Y | Pre-treatment | Batteries used to run metering pump, slurry mixer, and timer switch | Remote central Montana, southeast of Great Falls/no constraints noted | Pilot | June - September 2013 | Hydroxide | Hydroxide | mg/L as OH | N | N/A | 1 U | 1 U | Not Applicable | [9 empty] | Data not provided | Data not provided | Data not provided | Data not provided | Data not provided | Data not provided | Data not provided | Data not provided |  | Influent | 2.72–2.94 | NA–6.48 | mg/L | 16.34–25.14 | °C | Data not provided | N/A | Data not provided | N/A | 382.6–492.7 | mV | 1,332–3,394 | µS/cm | NA–43.7 | %DO | Data not provided | Data not provided | Data not provided | Data not provided | Data not provided | Data not provided | Data not provided | Data not provided | Data not provided | Data not provided | Data not provided | Data not provided | Alkaline addition using a magnesium hydroxide (Mg(OH)2) solution. | Data not provided | All influent values below the detection limit | U = under the detection limit. A range of values is shown to reflect multiple days with influent below the detection limit.
Final Danny T Adit Treatability Study Year 1 Technical Memorandum, Barker-Hughesville Mining District Superfund Site Cascade and Judith Basin Counties, Montana | BARKER HUGHESVILLE MINING DISTRICT | MT6122307485 | N/A | N/A | MGOH | Data not provided | Alkaline Addition pre-treatment - Mg(OH)2 | Passive | Magnesium hydroxide Mg(OH)2 | Pre-treatment | Danny T adit water | Y | Pre-treatment | Batteries used to run metering pump, slurry mixer, and timer switch | Remote central Montana, southeast of Great Falls/no constraints noted | Pilot | June - September 2013 | Hydroxide | Hydroxide | mg/L as OH | N | N/A |  |  |  | 1 U | 1 U | Not Applicable | [6 empty] | Data not provided | Data not provided | Data not provided | Data not provided | Data not provided | Data not provided | Data not provided | Data not provided |  | Influent | 2.72–2.94 | NA–6.48 | mg/L | 16.34–25.14 | °C | Data not provided | N/A | Data not provided | N/A | 382.6–492.7 | mV | 1,332–3,394 | µS/cm | NA–43.7 | %DO | Data not provided | Data not provided | Data not provided | Data not provided | Data not provided | Data not provided | Data not provided | Data not provided | Data not provided | Data not provided | Data not provided | Data not provided | Alkaline addition using a magnesium hydroxide (Mg(OH)2) solution. | Data not provided | All influent values below the detection limit | U = under the detection limit. A range of values is shown to reflect multiple days with influent below the detection limit.
Final Danny T Adit Treatability Study Year 1 Technical Memorandum, Barker-Hughesville Mining District Superfund Site Cascade and Judith Basin Counties, Montana | BARKER HUGHESVILLE MINING DISTRICT | MT6122307485 | N/A | N/A | MGOH | Data not provided | Alkaline Addition pre-treatment - Mg(OH)2 | Passive | Magnesium hydroxide Mg(OH)2 | Pre-treatment | Danny T adit water | Y | Pre-treatment | Batteries used to run metering pump, slurry mixer, and timer switch | Remote central Montana, southeast of Great Falls/no constraints noted | Pilot | June - September 2013 | Hydroxide | Hydroxide | mg/L as OH | N | N/A | [6 empty] | 1 U | 1 U | Not Applicable |  |  |  | Data not provided | Data not provided | Data not provided | Data not provided | Data not provided | Data not provided | Data not provided | Data not provided |  | Effluent | 3.05–5.94 | 2.48–7.22 | mg/L | 13.16–20.33 | °C | Data not provided | N/A | Data not provided | N/A | (-)15.6–425 | mV | 1,930–3,022 | µS/cm | NA–74 | %DO | Data not provided | Data not provided | Data not provided | Data not provided | Data not provided | Data not provided | Data not provided | Data not provided | Data not provided | Data not provided | Data not provided | Data not provided | Alkaline addition using a magnesium hydroxide (Mg(OH)2) solution. | Data not provided | All effluent values below the detection limit | U = under the detection limit. A range of values is shown to reflect multiple days with effluent below the detection limit.
Final Danny T Adit Treatability Study Year 1 Technical Memorandum, Barker-Hughesville Mining District Superfund Site Cascade and Judith Basin Counties, Montana | BARKER HUGHESVILLE MINING DISTRICT | MT6122307485 | N/A | N/A | MGOH | Data not provided | Alkaline Addition pre-treatment - Mg(OH)2 | Passive | Magnesium hydroxide Mg(OH)2 | Pre-treatment | Danny T adit water | Y | Pre-treatment | Batteries used to run metering pump, slurry mixer, and timer switch | Remote central Montana, southeast of Great Falls/no constraints noted | Pilot | June - September 2013 | Hydroxide | Hydroxide | mg/L as OH | N | N/A | [9 empty] | 1 U | 1 U | Not Applicable | Data not provided | Data not provided | Data not provided | Data not provided | Data not provided | Data not provided | Data not provided | Data not provided |  | Effluent | 3.05–5.94 | 2.48–7.22 | mg/L | 13.16–20.33 | °C | Data not provided | N/A | Data not provided | N/A | (-)15.6–425 | mV | 1,930–3,022 | µS/cm | NA–74 | %DO | Data not provided | Data not provided | Data not provided | Data not provided | Data not provided | Data not provided | Data not provided | Data not provided | Data not provided | Data not provided | Data not provided | Data not provided | Alkaline addition using a magnesium hydroxide (Mg(OH)2) solution. | Data not provided | All effluent values below the detection limit | U = under the detection limit. A range of values is shown to reflect multiple days with effluent below the detection limit.
Final Danny T Adit Treatability Study Year 1 Technical Memorandum, Barker-Hughesville Mining District Superfund Site Cascade and Judith Basin Counties, Montana | BARKER HUGHESVILLE MINING DISTRICT | MT6122307485 | N/A | N/A | BCR1 | Data not provided | Biochemical reactor (BCR) without pre-treatment (BCR1) | Passive | Biochemical reactor (BCR) | No pre-treatment | Danny T adit water | N | BCR without pre-treatment | Batteries used to run metering pump, slurry mixer, and timer switch | Remote central Montana, southeast of Great Falls/no constraints noted | Pilot | June - September 2013 | Hydroxide | Hydroxide | mg/L as OH | N | N/A | 1 U | 1 U | Not Applicable | [9 empty] | Data not provided | Data not provided | Data not provided | Data not provided | Data not provided | Data not provided | Data not provided | Data not provided |  | Influent | 2.72–2.94 | NA–6.48 | mg/L | 16.34–25.14 | °C | Data not provided | N/A | Data not provided | N/A | 382.6–492.7 | mV | 1,332–3,394 | µS/cm | NA–43.7 | %DO | Data not provided | Data not provided | Data not provided | Data not provided | Data not provided | Data not provided | Data not provided | Data not provided | Data not provided | Data not provided | Results support the need for pretreatment of high acidity MIW ahead of the BCR. | Data not provided | Substrate: sawdust, wood chips, compost, dairy manure and limestone chips. BCR substrate composition was modified due to a shortage of available manure and limestone. The shortage of manure and limestone may have had a negative impact on treatment effectiveness in the BCRs. | Data not provided | All influent values below the detection limit | U = under the detection limit. A range of values is shown to reflect multiple days with influent below the detection limit.
Final Danny T Adit Treatability Study Year 1 Technical Memorandum, Barker-Hughesville Mining District Superfund Site Cascade and Judith Basin Counties, Montana | BARKER HUGHESVILLE MINING DISTRICT | MT6122307485 | N/A | N/A | BCR1 | Data not provided | Biochemical reactor (BCR) without pre-treatment (BCR1) | Passive | Biochemical reactor (BCR) | No pre-treatment | Danny T adit water | N | BCR without pre-treatment | Batteries used to run metering pump, slurry mixer, and timer switch | Remote central Montana, southeast of Great Falls/no constraints noted | Pilot | June - September 2013 | Hydroxide | Hydroxide | mg/L as OH | N | N/A |  |  |  | 1 U | 1 U | Not Applicable | [6 empty] | Data not provided | Data not provided | Data not provided | Data not provided | Data not provided | Data not provided | Data not provided | Data not provided |  | Influent | 2.72–2.94 | NA–6.48 | mg/L | 16.34–25.14 | °C | Data not provided | N/A | Data not provided | N/A | 382.6–492.7 | mV | 1,332–3,394 | µS/cm | NA–43.7 | %DO | Data not provided | Data not provided | Data not provided | Data not provided | Data not provided | Data not provided | Data not provided | Data not provided | Data not provided | Data not provided | Results support the need for pretreatment of high acidity MIW ahead of the BCR. | Data not provided | Substrate: sawdust, wood chips, compost, dairy manure and limestone chips. BCR substrate composition was modified due to a shortage of available manure and limestone. The shortage of manure and limestone may have had a negative impact on treatment effectiveness in the BCRs. | Data not provided | All influent values below the detection limit | U = under the detection limit. A range of values is shown to reflect multiple days with influent below the detection limit.
Final Danny T Adit Treatability Study Year 1 Technical Memorandum, Barker-Hughesville Mining District Superfund Site Cascade and Judith Basin Counties, Montana | BARKER HUGHESVILLE MINING DISTRICT | MT6122307485 | N/A | N/A | BCR1 | Data not provided | Biochemical reactor (BCR) without pre-treatment (BCR1) | Passive | Biochemical reactor (BCR) | No pre-treatment | Danny T adit water | N | BCR without pre-treatment | Batteries used to run metering pump, slurry mixer, and timer switch | Remote central Montana, southeast of Great Falls/no constraints noted | Pilot | June - September 2013 | Hydroxide | Hydroxide | mg/L as OH | N | N/A | [6 empty] | 1 U | 1 U | Not Applicable |  |  |  | Data not provided | Data not provided | Data not provided | Data not provided | Data not provided | Data not provided | Data not provided | Data not provided |  | Effluent | 5.6–6.14 | 0.02–2.31 | mg/L | 14.95–20.6 | °C | Data not provided | N/A | Data not provided | N/A | (-)163–77.2 | mV | 1,992–3,505 | µS/cm | NA–15.9 | %DO | Data not provided | Data not provided | Data not provided | Data not provided | Data not provided | Data not provided | Data not provided | Data not provided | Data not provided | Data not provided | Results support the need for pretreatment of high acidity MIW ahead of the BCR. | Data not provided | Substrate: sawdust, wood chips, compost, dairy manure and limestone chips. BCR substrate composition was modified due to a shortage of available manure and limestone. The shortage of manure and limestone may have had a negative impact on treatment effectiveness in the BCRs. | Data not provided | All effluent values below the detection limit | U = under the detection limit. A range of values is shown to reflect multiple days with effluent below the detection limit.
Final Danny T Adit Treatability Study Year 1 Technical Memorandum, Barker-Hughesville Mining District Superfund Site Cascade and Judith Basin Counties, Montana | BARKER HUGHESVILLE MINING DISTRICT | MT6122307485 | N/A | N/A | BCR1 | Data not provided | Biochemical reactor (BCR) without pre-treatment (BCR1) | Passive | Biochemical reactor (BCR) | No pre-treatment | Danny T adit water | N | BCR without pre-treatment | Batteries used to run metering pump, slurry mixer, and timer switch | Remote central Montana, southeast of Great Falls/no constraints noted | Pilot | June - September 2013 | Hydroxide | Hydroxide | mg/L as OH | N | N/A | [9 empty] | 1 U | 1 U | Not Applicable | Data not provided | Data not provided | Data not provided | Data not provided | Data not provided | Data not provided | Data not provided | Data not provided |  | Effluent | 5.6–6.14 | 0.02–2.31 | mg/L | 14.95–20.6 | °C | Data not provided | N/A | Data not provided | N/A | (-)163–77.2 | mV | 1,992–3,505 | µS/cm | NA–15.9 | %DO | Data not provided | Data not provided | Data not provided | Data not provided | Data not provided | Data not provided | Data not provided | Data not provided | Data not provided | Data not provided | Results support the need for pretreatment of high acidity MIW ahead of the BCR. | Data not provided | Substrate: sawdust, wood chips, compost, dairy manure and limestone chips. BCR substrate composition was modified due to a shortage of available manure and limestone. The shortage of manure and limestone may have had a negative impact on treatment effectiveness in the BCRs. | Data not provided | All effluent values below the detection limit | U = under the detection limit. A range of values is shown to reflect multiple days with effluent below the detection limit.
Final Danny T Adit Treatability Study Year 1 Technical Memorandum, Barker-Hughesville Mining District Superfund Site Cascade and Judith Basin Counties, Montana | BARKER HUGHESVILLE MINING DISTRICT | MT6122307485 | N/A | N/A | BCR2 | Data not provided | Biochemical reactor (BCR) with SAPS pre-treatment (BCR2) | Passive | Biochemical reactor (BCR) | Pre-treatment | Danny T adit water | Y | BCR with pre-treatment | Batteries used to run metering pump, slurry mixer, and timer switch | Remote central Montana, southeast of Great Falls/no constraints noted | Pilot | June - September 2013 | Hydroxide | Hydroxide | mg/L as OH | N | N/A | 1 U | 1 U | Not Applicable | [9 empty] | Data not provided | Data not provided | Data not provided | Data not provided | Data not provided | Data not provided | Data not provided | Data not provided |  | Influent | 2.72–2.94 | NA–6.48 | mg/L | 16.34–25.14 | °C | Data not provided | N/A | Data not provided | N/A | 382.6–492.7 | mV | 1,332–3,394 | µS/cm | NA–43.7 | %DO | Data not provided | Data not provided | Data not provided | Data not provided | Data not provided | Data not provided | Data not provided | Data not provided | Data not provided | Data not provided | Data not provided | Data not provided | Substrate: sawdust, wood chips, compost, dairy manure and limestone chips. BCR substrate composition was modified due to a shortage of available manure and limestone. The shortage of manure and limestone may have had a negative impact on treatment effectiveness in the BCRs. | Data not provided | All influent values below the detection limit | U = under the detection limit. A range of values is shown to reflect multiple days with influent below the detection limit.
Final Danny T Adit Treatability Study Year 1 Technical Memorandum, Barker-Hughesville Mining District Superfund Site Cascade and Judith Basin Counties, Montana | BARKER HUGHESVILLE MINING DISTRICT | MT6122307485 | N/A | N/A | BCR2 | Data not provided | Biochemical reactor (BCR) with SAPS pre-treatment (BCR2) | Passive | Biochemical reactor (BCR) | Pre-treatment | Danny T adit water | Y | BCR with pre-treatment | Batteries used to run metering pump, slurry mixer, and timer switch | Remote central Montana, southeast of Great Falls/no constraints noted | Pilot | June - September 2013 | Hydroxide | Hydroxide | mg/L as OH | N | N/A |  |  |  | 1 U | 1 U | Not Applicable | [6 empty] | Data not provided | Data not provided | Data not provided | Data not provided | Data not provided | Data not provided | Data not provided | Data not provided |  | Influent | 2.72–2.94 | NA–6.48 | mg/L | 16.34–25.14 | °C | Data not provided | N/A | Data not provided | N/A | 382.6–492.7 | mV | 1,332–3,394 | µS/cm | NA–43.7 | %DO | Data not provided | Data not provided | Data not provided | Data not provided | Data not provided | Data not provided | Data not provided | Data not provided | Data not provided | Data not provided | Data not provided | Data not provided | Substrate: sawdust, wood chips, compost, dairy manure and limestone chips. BCR substrate composition was modified due to a shortage of available manure and limestone. The shortage of manure and limestone may have had a negative impact on treatment effectiveness in the BCRs. | Data not provided | All influent values below the detection limit | U = under the detection limit. A range of values is shown to reflect multiple days with influent below the detection limit.
Final Danny T Adit Treatability Study Year 1 Technical Memorandum, Barker-Hughesville Mining District Superfund Site Cascade and Judith Basin Counties, Montana | BARKER HUGHESVILLE MINING DISTRICT | MT6122307485 | N/A | N/A | BCR2 | Data not provided | Biochemical reactor (BCR) with SAPS pre-treatment (BCR2) | Passive | Biochemical reactor (BCR) | Pre-treatment | Danny T adit water | Y | BCR with pre-treatment | Batteries used to run metering pump, slurry mixer, and timer switch | Remote central Montana, southeast of Great Falls/no constraints noted | Pilot | June - September 2013 | Hydroxide | Hydroxide | mg/L as OH | N | N/A | [6 empty] | 1 U | 1 U | Not Applicable |  |  |  | Data not provided | Data not provided | Data not provided | Data not provided | Data not provided | Data not provided | Data not provided | Data not provided |  | Effluent | 5.91–6.32 | 0.05–8.52 | mg/L | 14.75–21.15 | °C | Data not provided | N/A | Data not provided | N/A | (-)153.8–19.4 | mV | 2,019–4,954 | µS/cm | NA–92.1 | %DO | Data not provided | Data not provided | Data not provided | Data not provided | Data not provided | Data not provided | Data not provided | Data not provided | Data not provided | Data not provided | Data not provided | Data not provided | Substrate: sawdust, wood chips, compost, dairy manure and limestone chips. BCR substrate composition was modified due to a shortage of available manure and limestone. The shortage of manure and limestone may have had a negative impact on treatment effectiveness in the BCRs. | Data not provided | All effluent values below the detection limit | U = under the detection limit. A range of values is shown to reflect multiple days with effluent below the detection limit.
Final Danny T Adit Treatability Study Year 1 Technical Memorandum, Barker-Hughesville Mining District Superfund Site Cascade and Judith Basin Counties, Montana | BARKER HUGHESVILLE MINING DISTRICT | MT6122307485 | N/A | N/A | BCR2 | Data not provided | Biochemical reactor (BCR) with SAPS pre-treatment (BCR2) | Passive | Biochemical reactor (BCR) | Pre-treatment | Danny T adit water | Y | BCR with pre-treatment | Batteries used to run metering pump, slurry mixer, and timer switch | Remote central Montana, southeast of Great Falls/no constraints noted | Pilot | June - September 2013 | Hydroxide | Hydroxide | mg/L as OH | N | N/A | [9 empty] | 1 U | 1 U | Not Applicable | Data not provided | Data not provided | Data not provided | Data not provided | Data not provided | Data not provided | Data not provided | Data not provided |  | Effluent | 5.91–6.32 | 0.05–8.52 | mg/L | 14.75–21.15 | °C | Data not provided | N/A | Data not provided | N/A | (-)153.8–19.4 | mV | 2,019–4,954 | µS/cm | NA–92.1 | %DO | Data not provided | Data not provided | Data not provided | Data not provided | Data not provided | Data not provided | Data not provided | Data not provided | Data not provided | Data not provided | Data not provided | Data not provided | Substrate: sawdust, wood chips, compost, dairy manure and limestone chips. BCR substrate composition was modified due to a shortage of available manure and limestone. The shortage of manure and limestone may have had a negative impact on treatment effectiveness in the BCRs. | Data not provided | All effluent values below the detection limit | U = under the detection limit. A range of values is shown to reflect multiple days with effluent below the detection limit.
Final Danny T Adit Treatability Study Year 1 Technical Memorandum, Barker-Hughesville Mining District Superfund Site Cascade and Judith Basin Counties, Montana | BARKER HUGHESVILLE MINING DISTRICT | MT6122307485 | N/A | N/A | BCR3 | Data not provided | Biochemical reactor (BCR) with CHIT pre-treatment (BCR3) | Passive | Biochemical reactor (BCR) | Pre-treatment | Danny T adit water | Y | BCR with pre-treatment | Batteries used to run metering pump, slurry mixer, and timer switch | Remote central Montana, southeast of Great Falls/no constraints noted | Pilot | June - September 2013 | Hydroxide | Hydroxide | mg/L as OH | N | N/A | 1 U | 1 U | Not Applicable | [9 empty] | Data not provided | Data not provided | Data not provided | Data not provided | Data not provided | Data not provided | Data not provided | Data not provided |  | Influent | 2.72–2.94 | NA–6.48 | mg/L | 16.34–25.14 | °C | Data not provided | N/A | Data not provided | N/A | 382.6–492.7 | mV | 1,332–3,394 | µS/cm | NA–43.7 | %DO | Data not provided | Data not provided | Data not provided | Data not provided | Data not provided | Data not provided | Data not provided | Data not provided | Data not provided | Data not provided | Data not provided | Data not provided | Substrate: sawdust, wood chips, compost, dairy manure and limestone chips. BCR substrate composition was modified due to a shortage of available manure and limestone. The shortage of manure and limestone may have had a negative impact on treatment effectiveness in the BCRs. | Data not provided | All influent values below the detection limit | U = under the detection limit. A range of values is shown to reflect multiple days with influent below the detection limit.
Final Danny T Adit Treatability Study Year 1 Technical Memorandum, Barker-Hughesville Mining District Superfund Site Cascade and Judith Basin Counties, Montana | BARKER HUGHESVILLE MINING DISTRICT | MT6122307485 | N/A | N/A | BCR3 | Data not provided | Biochemical reactor (BCR) with CHIT pre-treatment (BCR3) | Passive | Biochemical reactor (BCR) | Pre-treatment | Danny T adit water | Y | BCR with pre-treatment | Batteries used to run metering pump, slurry mixer, and timer switch | Remote central Montana, southeast of Great Falls/no constraints noted | Pilot | June - September 2013 | Hydroxide | Hydroxide | mg/L as OH | N | N/A |  |  |  | 1 U | 1 U | Not Applicable | [6 empty] | Data not provided | Data not provided | Data not provided | Data not provided | Data not provided | Data not provided | Data not provided | Data not provided |  | Influent | 2.72–2.94 | NA–6.48 | mg/L | 16.34–25.14 | °C | Data not provided | N/A | Data not provided | N/A | 382.6–492.7 | mV | 1,332–3,394 | µS/cm | NA–43.7 | %DO | Data not provided | Data not provided | Data not provided | Data not provided | Data not provided | Data not provided | Data not provided | Data not provided | Data not provided | Data not provided | Data not provided | Data not provided | Substrate: sawdust, wood chips, compost, dairy manure and limestone chips. BCR substrate composition was modified due to a shortage of available manure and limestone. The shortage of manure and limestone may have had a negative impact on treatment effectiveness in the BCRs. | Data not provided | All influent values below the detection limit | U = under the detection limit. A range of values is shown to reflect multiple days with influent below the detection limit.
Final Danny T Adit Treatability Study Year 1 Technical Memorandum, Barker-Hughesville Mining District Superfund Site Cascade and Judith Basin Counties, Montana | BARKER HUGHESVILLE MINING DISTRICT | MT6122307485 | N/A | N/A | BCR3 | Data not provided | Biochemical reactor (BCR) with CHIT pre-treatment (BCR3) | Passive | Biochemical reactor (BCR) | Pre-treatment | Danny T adit water | Y | BCR with pre-treatment | Batteries used to run metering pump, slurry mixer, and timer switch | Remote central Montana, southeast of Great Falls/no constraints noted | Pilot | June - September 2013 | Hydroxide | Hydroxide | mg/L as OH | N | N/A | [6 empty] | 1 U | 1 U | Not Applicable |  |  |  | Data not provided | Data not provided | Data not provided | Data not provided | Data not provided | Data not provided | Data not provided | Data not provided |  | Effluent | 6.17–6.81 | 0.04–4.34 | mg/L | 14.5–21.09 | °C | Data not provided | N/A | Data not provided | N/A | (-)325.7–(-)152.5 | mV | 5,154–8,162 | µS/cm | NA–46.4 | %DO | Data not provided | Data not provided | Data not provided | Data not provided | Data not provided | Data not provided | Data not provided | Data not provided | Data not provided | Data not provided | Data not provided | Data not provided | Substrate: sawdust, wood chips, compost, dairy manure and limestone chips. BCR substrate composition was modified due to a shortage of available manure and limestone. The shortage of manure and limestone may have had a negative impact on treatment effectiveness in the BCRs. | Data not provided | All effluent values below the detection limit | U = under the detection limit. A range of values is shown to reflect multiple days with effluent below the detection limit.
Final Danny T Adit Treatability Study Year 1 Technical Memorandum, Barker-Hughesville Mining District Superfund Site Cascade and Judith Basin Counties, Montana | BARKER HUGHESVILLE MINING DISTRICT | MT6122307485 | N/A | N/A | BCR3 | Data not provided | Biochemical reactor (BCR) with CHIT pre-treatment (BCR3) | Passive | Biochemical reactor (BCR) | Pre-treatment | Danny T adit water | Y | BCR with pre-treatment | Batteries used to run metering pump, slurry mixer, and timer switch | Remote central Montana, southeast of Great Falls/no constraints noted | Pilot | June - September 2013 | Hydroxide | Hydroxide | mg/L as OH | N | N/A | [9 empty] | 1 U | 1 U | Not Applicable | Data not provided | Data not provided | Data not provided | Data not provided | Data not provided | Data not provided | Data not provided | Data not provided |  | Effluent | 6.17–6.81 | 0.04–4.34 | mg/L | 14.5–21.09 | °C | Data not provided | N/A | Data not provided | N/A | (-)325.7–(-)152.5 | mV | 5,154–8,162 | µS/cm | NA–46.4 | %DO | Data not provided | Data not provided | Data not provided | Data not provided | Data not provided | Data not provided | Data not provided | Data not provided | Data not provided | Data not provided | Data not provided | Data not provided | Substrate: sawdust, wood chips, compost, dairy manure and limestone chips. BCR substrate composition was modified due to a shortage of available manure and limestone. The shortage of manure and limestone may have had a negative impact on treatment effectiveness in the BCRs. | Data not provided | All effluent values below the detection limit | U = under the detection limit. A range of values is shown to reflect multiple days with effluent below the detection limit.
Final Danny T Adit Treatability Study Year 1 Technical Memorandum, Barker-Hughesville Mining District Superfund Site Cascade and Judith Basin Counties, Montana | BARKER HUGHESVILLE MINING DISTRICT | MT6122307485 | N/A | N/A | SAPS | Data not provided | Successive alkalinity producing system (SAPS) pre-treatment | Passive | Successive alkalinity producing system (SAPS) | Pre-treatment | Danny T adit water | Y | Pre-treatment | Batteries used to run metering pump, slurry mixer, and timer switch | Remote central Montana, southeast of Great Falls/no constraints noted | Pilot | June - September 2013 | Hydroxide | Hydroxide | mg/L as OH | N | N/A | 1 U | 1 U | Not Applicable | [9 empty] | Data not provided | Data not provided | Data not provided | Data not provided | Data not provided | Data not provided | Data not provided | Data not provided |  | Influent | 2.72–2.94 | NA–6.48 | mg/L | 16.34–25.14 | °C | Data not provided | N/A | Data not provided | N/A | 382.6–492.7 | mV | 1,332–3,394 | µS/cm | NA–43.7 | %DO | Data not provided | Data not provided | Data not provided | Data not provided | Data not provided | Data not provided | Data not provided | Data not provided | Data not provided | Data not provided | Data not provided | Data not provided | Pre-treatment substrate of limestone gravel overlain by a manure and compost layer. | Data not provided | All influent values below the detection limit | U = under the detection limit. A range of values is shown to reflect multiple days with influent below the detection limit.
Final Danny T Adit Treatability Study Year 1 Technical Memorandum, Barker-Hughesville Mining District Superfund Site Cascade and Judith Basin Counties, Montana | BARKER HUGHESVILLE MINING DISTRICT | MT6122307485 | N/A | N/A | SAPS | Data not provided | Successive alkalinity producing system (SAPS) pre-treatment | Passive | Successive alkalinity producing system (SAPS) | Pre-treatment | Danny T adit water | Y | Pre-treatment | Batteries used to run metering pump, slurry mixer, and timer switch | Remote central Montana, southeast of Great Falls/no constraints noted | Pilot | June - September 2013 | Hydroxide | Hydroxide | mg/L as OH | N | N/A |  |  |  | 1 U | 1 U | Not Applicable | [6 empty] | Data not provided | Data not provided | Data not provided | Data not provided | Data not provided | Data not provided | Data not provided | Data not provided |  | Influent | 2.72–2.94 | NA–6.48 | mg/L | 16.34–25.14 | °C | Data not provided | N/A | Data not provided | N/A | 382.6–492.7 | mV | 1,332–3,394 | µS/cm | NA–43.7 | %DO | Data not provided | Data not provided | Data not provided | Data not provided | Data not provided | Data not provided | Data not provided | Data not provided | Data not provided | Data not provided | Data not provided | Data not provided | Pre-treatment substrate of limestone gravel overlain by a manure and compost layer. | Data not provided | All influent values below the detection limit | U = under the detection limit. A range of values is shown to reflect multiple days with influent below the detection limit.
Final Danny T Adit Treatability Study Year 1 Technical Memorandum, Barker-Hughesville Mining District Superfund Site Cascade and Judith Basin Counties, Montana | BARKER HUGHESVILLE MINING DISTRICT | MT6122307485 | N/A | N/A | SAPS | Data not provided | Successive alkalinity producing system (SAPS) pre-treatment | Passive | Successive alkalinity producing system (SAPS) | Pre-treatment | Danny T adit water | Y | Pre-treatment | Batteries used to run metering pump, slurry mixer, and timer switch | Remote central Montana, southeast of Great Falls/no constraints noted | Pilot | June - September 2013 | Hydroxide | Hydroxide | mg/L as OH | N | N/A | [6 empty] | 1 U | 1 U | Not Applicable |  |  |  | Data not provided | Data not provided | Data not provided | Data not provided | Data not provided | Data not provided | Data not provided | Data not provided |  | Effluent | 5.11–6.38 | 0.09–4.14 | mg/L | 13.38–21.97 | °C | Data not provided | N/A | Data not provided | N/A | (-)157.6–178.3 | mV | 1,996–3,011 | µS/cm | NA–42.6 | %DO | Data not provided | Data not provided | Data not provided | Data not provided | Data not provided | Data not provided | Data not provided | Data not provided | Data not provided | Data not provided | Data not provided | Data not provided | Pre-treatment substrate of limestone gravel overlain by a manure and compost layer. | Data not provided | All effluent values below the detection limit | U = under the detection limit. A range of values is shown to reflect multiple days with effluent below the detection limit.
Final Danny T Adit Treatability Study Year 1 Technical Memorandum, Barker-Hughesville Mining District Superfund Site Cascade and Judith Basin Counties, Montana | BARKER HUGHESVILLE MINING DISTRICT | MT6122307485 | N/A | N/A | SAPS | Data not provided | Successive alkalinity producing system (SAPS) pre-treatment | Passive | Successive alkalinity producing system (SAPS) | Pre-treatment | Danny T adit water | Y | Pre-treatment | Batteries used to run metering pump, slurry mixer, and timer switch | Remote central Montana, southeast of Great Falls/no constraints noted | Pilot | June - September 2013 | Hydroxide | Hydroxide | mg/L as OH | N | N/A | [9 empty] | 1 U | 1 U | Not Applicable | Data not provided | Data not provided | Data not provided | Data not provided | Data not provided | Data not provided | Data not provided | Data not provided |  | Effluent | 5.11–6.38 | 0.09–4.14 | mg/L | 13.38–21.97 | °C | Data not provided | N/A | Data not provided | N/A | (-)157.6–178.3 | mV | 1,996–3,011 | µS/cm | NA–42.6 | %DO | Data not provided | Data not provided | Data not provided | Data not provided | Data not provided | Data not provided | Data not provided | Data not provided | Data not provided | Data not provided | Data not provided | Data not provided | Pre-treatment substrate of limestone gravel overlain by a manure and compost layer. | Data not provided | All effluent values below the detection limit | U = under the detection limit. A range of values is shown to reflect multiple days with effluent below the detection limit.
Final Danny T Adit Treatability Study Year 1 Technical Memorandum, Barker-Hughesville Mining District Superfund Site Cascade and Judith Basin Counties, Montana | BARKER HUGHESVILLE MINING DISTRICT | MT6122307485 | N/A | N/A | CHIT | Data not provided | Chitorem pre-treatment (CHIT) | Passive | Chitorem® | Pre-treatment | Danny T adit water | Y | Pre-treatment | Batteries used to run metering pump, slurry mixer, and timer switch | Remote central Montana, southeast of Great Falls/no constraints noted | Pilot | June - September 2013 | Hydroxide | Hydroxide | mg/L as OH | N | N/A | 1 U | 1 U | Not Applicable | [9 empty] | Data not provided | Data not provided | Data not provided | Data not provided | Data not provided | Data not provided | Data not provided | Data not provided |  | Influent | 2.72–2.94 | NA–6.48 | mg/L | 16.34–25.14 | °C | Data not provided | N/A | Data not provided | N/A | 382.6–492.7 | mV | 1,332–3,394 | µS/cm | NA–43.7 | %DO | Data not provided | Data not provided | Data not provided | Data not provided | Data not provided | Data not provided | Data not provided | Data not provided | Data not provided | Data not provided | The Chitorem/BCR3 treatment provided the best overall treatment performance for both metal removal and sustaining sulfate reducing conditions. | Data not provided | Chitorem is a proprietary material that contains calcium carbonate, protein, and chitin (crab shell). Also contains its own bacteria - material breaks down and produces carbonates (adds alkalinity). | The Chitorem substrate composition was modified by adding pea gravel to increase permeability. | All influent values below the detection limit | U = under the detection limit. A range of values is shown to reflect multiple days with influent below the detection limit.
Final Danny T Adit Treatability Study Year 1 Technical Memorandum, Barker-Hughesville Mining District Superfund Site Cascade and Judith Basin Counties, Montana | BARKER HUGHESVILLE MINING DISTRICT | MT6122307485 | N/A | N/A | CHIT | Data not provided | Chitorem pre-treatment (CHIT) | Passive | Chitorem® | Pre-treatment | Danny T adit water | Y | Pre-treatment | Batteries used to run metering pump, slurry mixer, and timer switch | Remote central Montana, southeast of Great Falls/no constraints noted | Pilot | June - September 2013 | Hydroxide | Hydroxide | mg/L as OH | N | N/A |  |  |  | 1 U | 1 U | Not Applicable | [6 empty] | Data not provided | Data not provided | Data not provided | Data not provided | Data not provided | Data not provided | Data not provided | Data not provided |  | Influent | 2.72–2.94 | NA–6.48 | mg/L | 16.34–25.14 | °C | Data not provided | N/A | Data not provided | N/A | 382.6–492.7 | mV | 1,332–3,394 | µS/cm | NA–43.7 | %DO | Data not provided | Data not provided | Data not provided | Data not provided | Data not provided | Data not provided | Data not provided | Data not provided | Data not provided | Data not provided | The Chitorem/BCR3 treatment provided the best overall treatment performance for both metal removal and sustaining sulfate reducing conditions. | Data not provided | Chitorem is a proprietary material that contains calcium carbonate, protein, and chitin (crab shell). Also contains its own bacteria - material breaks down and produces carbonates (adds alkalinity). | The Chitorem substrate composition was modified by adding pea gravel to increase permeability. | All influent values below the detection limit | U = under the detection limit. A range of values is shown to reflect multiple days with influent below the detection limit.
Final Danny T Adit Treatability Study Year 1 Technical Memorandum, Barker-Hughesville Mining District Superfund Site Cascade and Judith Basin Counties, Montana | BARKER HUGHESVILLE MINING DISTRICT | MT6122307485 | N/A | N/A | CHIT | Data not provided | Chitorem pre-treatment (CHIT) | Passive | Chitorem® | Pre-treatment | Danny T adit water | Y | Pre-treatment | Batteries used to run metering pump, slurry mixer, and timer switch | Remote central Montana, southeast of Great Falls/no constraints noted | Pilot | June - September 2013 | Hydroxide | Hydroxide | mg/L as OH | N | N/A | [6 empty] | 1 U | 1 U | Not Applicable |  |  |  | Data not provided | Data not provided | Data not provided | Data not provided | Data not provided | Data not provided | Data not provided | Data not provided |  | Effluent | 6.07–6.83 | 0.05–3.94 | mg/L | 13.52–21.52 | °C | Data not provided | N/A | Data not provided | N/A | (-)249.8–(-)57.3 | mV | 2,941–60,571 | µS/cm | NA–46.4 | %DO | Data not provided | Data not provided | Data not provided | Data not provided | Data not provided | Data not provided | Data not provided | Data not provided | Data not provided | Data not provided | The Chitorem/BCR3 treatment provided the best overall treatment performance for both metal removal and sustaining sulfate reducing conditions. | Data not provided | Chitorem is a proprietary material that contains calcium carbonate, protein, and chitin (crab shell). Also contains its own bacteria - material breaks down and produces carbonates (adds alkalinity). | The Chitorem substrate composition was modified by adding pea gravel to increase permeability. | All effluent values below the detection limit | U = under the detection limit. A range of values is shown to reflect more than one day with effluent below the detection limit.
Final Danny T Adit Treatability Study Year 1 Technical Memorandum, Barker-Hughesville Mining District Superfund Site Cascade and Judith Basin Counties, Montana | BARKER HUGHESVILLE MINING DISTRICT | MT6122307485 | N/A | N/A | CHIT | Data not provided | Chitorem pre-treatment (CHIT) | Passive | Chitorem® | Pre-treatment | Danny T adit water | Y | Pre-treatment | Batteries used to run metering pump, slurry mixer, and timer switch | Remote central Montana, southeast of Great Falls/no constraints noted | Pilot | June - September 2013 | Hydroxide | Hydroxide | mg/L as OH | N | N/A | [9 empty] | 1 U | 1 U | Not Applicable | Data not provided | Data not provided | Data not provided | Data not provided | Data not provided | Data not provided | Data not provided | Data not provided |  | Effluent | 6.07–6.83 | 0.05–3.94 | mg/L | 13.52–21.52 | °C | Data not provided | N/A | Data not provided | N/A | (-)249.8–(-)57.3 | mV | 2,941–60,571 | µS/cm | NA–46.4 | %DO | Data not provided | Data not provided | Data not provided | Data not provided | Data not provided | Data not provided | Data not provided | Data not provided | Data not provided | Data not provided | The Chitorem/BCR3 treatment provided the best overall treatment performance for both metal removal and sustaining sulfate reducing conditions. | Data not provided | Chitorem is a proprietary material that contains calcium carbonate, protein, and chitin (crab shell). Also contains its own bacteria - material breaks down and produces carbonates (adds alkalinity). | The Chitorem substrate composition was modified by adding pea gravel to increase permeability. | All effluent values below the detection limit | U = under the detection limit. A range of values is shown to reflect more than one day with effluent below the detection limit.
Final Danny T Adit Treatability Study Year 1 Technical Memorandum, Barker-Hughesville Mining District Superfund Site Cascade and Judith Basin Counties, Montana | BARKER HUGHESVILLE MINING DISTRICT | MT6122307485 | N/A | N/A | BCR1 | Data not provided | Biochemical reactor (BCR) without pre-treatment (BCR1) | Passive | Biochemical reactor (BCR) | No pre-treatment | Danny T adit water | N | BCR without pre-treatment | Batteries used to run metering pump, slurry mixer, and timer switch | Remote central Montana, southeast of Great Falls/no constraints noted | Pilot | June - September 2013 | Potassium | K, total | µg/L | N | N/A | 1 | 1 U | 50 | [9 empty] | Data not provided | Data not provided | Data not provided | Data not provided | Data not provided | Data not provided | Data not provided | Data not provided |  | Influent | 2.85 | 2.41 | mg/L | 21.72 | °C | Data not provided | N/A | Data not provided | N/A | 382.6 | mV | 2404 | µS/cm | 27.1 | %DO | Data not provided | Data not provided | Data not provided | Data not provided | Data not provided | Data not provided | Data not provided | Data not provided | Data not provided | Data not provided | Results support the need for pretreatment of high acidity MIW ahead of the BCR. | Data not provided | Substrate: sawdust, wood chips, compost, dairy manure and limestone chips. BCR substrate composition was modified due to a shortage of available manure and limestone. The shortage of manure and limestone may have had a negative impact on treatment effectiveness in the BCRs. | Data not provided | Data not provided | U = under the detection limit.
Final Danny T Adit Treatability Study Year 1 Technical Memorandum, Barker-Hughesville Mining District Superfund Site Cascade and Judith Basin Counties, Montana | BARKER HUGHESVILLE MINING DISTRICT | MT6122307485 | N/A | N/A | BCR1 | Data not provided | Biochemical reactor (BCR) without pre-treatment (BCR1) | Passive | Biochemical reactor (BCR) | No pre-treatment | Danny T adit water | N | BCR without pre-treatment | Batteries used to run metering pump, slurry mixer, and timer switch | Remote central Montana, southeast of Great Falls/no constraints noted | Pilot | June - September 2013 | Potassium | K, dissolved | µg/L | N | N/A | 1 | 1–166 | (-)16500 - 0 | [9 empty] | Data not provided | Data not provided | Data not provided | Data not provided | Data not provided | Data not provided | Data not provided | Data not provided |  | Influent | 2.72–2.95 | 3.87–6.48 | mg/L | 15.19–25 | °C | Data not provided | N/A | Data not provided | N/A | 476.4–490.9 | mV | 1,332–2,610 | µS/cm | NA–43.7 | %DO | Data not provided | Data not provided | Data not provided | Data not provided | Data not provided | Data not provided | Data not provided | Data not provided | Data not provided | Data not provided | Results support the need for pretreatment of high acidity MIW ahead of the BCR. | Data not provided | Substrate: sawdust, wood chips, compost, dairy manure and limestone chips. BCR substrate composition was modified due to a shortage of available manure and limestone. The shortage of manure and limestone may have had a negative impact on treatment effectiveness in the BCRs. | The number of sampling dates was reduced, resulting in less info to determine long-term treatment effectiveness. | Data not provided
Final Danny T Adit Treatability Study Year 1 Technical Memorandum, Barker-Hughesville Mining District Superfund Site Cascade and Judith Basin Counties, Montana | BARKER HUGHESVILLE MINING DISTRICT | MT6122307485 | N/A | N/A | BCR1 | Data not provided | Biochemical reactor (BCR) without pre-treatment (BCR1) | Passive | Biochemical reactor (BCR) | No pre-treatment | Danny T adit water | N | BCR without pre-treatment | Batteries used to run metering pump, slurry mixer, and timer switch | Remote central Montana, southeast of Great Falls/no constraints noted | Pilot | June - September 2013 | Potassium | K, total | µg/L | N | N/A |  |  |  | 1 U | 169 | Not Applicable | [6 empty] | Data not provided | Data not provided | Data not provided | Data not provided | Data not provided | Data not provided | Data not provided | Data not provided |  | Influent | 2.81 | 6.48 | mg/L | 25 | °C | Data not provided | N/A | Data not provided | N/A | 490.9 | mV | 2267 | µS/cm | None | N/A | Data not provided | Data not provided | Data not provided | Data not provided | Data not provided | Data not provided | Data not provided | Data not provided | Data not provided | Data not provided | Results support the need for pretreatment of high acidity MIW ahead of the BCR. | Data not provided | Substrate: sawdust, wood chips, compost, dairy manure and limestone chips. BCR substrate composition was modified due to a shortage of available manure and limestone. The shortage of manure and limestone may have had a negative impact on treatment effectiveness in the BCRs. | Data not provided | Data not provided | U = under the detection limit.
Final Danny T Adit Treatability Study Year 1 Technical Memorandum, Barker-Hughesville Mining District Superfund Site Cascade and Judith Basin Counties, Montana | BARKER HUGHESVILLE MINING DISTRICT | MT6122307485 | N/A | N/A | BCR1 | Data not provided | Biochemical reactor (BCR) without pre-treatment (BCR1) | Passive | Biochemical reactor (BCR) | No pre-treatment | Danny T adit water | N | BCR without pre-treatment | Batteries used to run metering pump, slurry mixer, and timer switch | Remote central Montana, southeast of Great Falls/no constraints noted | Pilot | June - September 2013 | Potassium | K, dissolved | µg/L | N | N/A |  |  |  | 1 U | 1 U | Not Applicable | [6 empty] | Data not provided | Data not provided | Data not provided | Data not provided | Data not provided | Data not provided | Data not provided | Data not provided |  | Influent | 2.8–2.85 | 2.19–2.41 | mg/L | 21.72–25.14 | °C | Data not provided | N/A | Data not provided | N/A | 382.6–492.7 | mV | 2,404–3,394 | µS/cm | 26–27.1 | %DO | Data not provided | Data not provided | Data not provided | Data not provided | Data not provided | Data not provided | Data not provided | Data not provided | Data not provided | Data not provided | Results support the need for pretreatment of high acidity MIW ahead of the BCR. | Data not provided | Substrate: sawdust, wood chips, compost, dairy manure and limestone chips. BCR substrate composition was modified due to a shortage of available manure and limestone. The shortage of manure and limestone may have had a negative impact on treatment effectiveness in the BCRs. | The number of sampling dates was reduced, resulting in less info to determine long-term treatment effectiveness. | Data not provided | U = under the detection limit. A range of values is shown to reflect multiple days with influent below the detection limit.
Final Danny T Adit Treatability Study Year 1 Technical Memorandum, Barker-Hughesville Mining District Superfund Site Cascade and Judith Basin Counties, Montana | BARKER HUGHESVILLE MINING DISTRICT | MT6122307485 | N/A | N/A | BCR1 | Data not provided | Biochemical reactor (BCR) without pre-treatment (BCR1) | Passive | Biochemical reactor (BCR) | No pre-treatment | Danny T adit water | N | BCR without pre-treatment | Batteries used to run metering pump, slurry mixer, and timer switch | Remote central Montana, southeast of Great Falls/no constraints noted | Pilot | June - September 2013 | Potassium | K, total | µg/L | N | N/A | [6 empty] | 169 | 1 U | Not Applicable |  |  |  | Data not provided | Data not provided | Data not provided | Data not provided | Data not provided | Data not provided | Data not provided | Data not provided |  | Effluent | 6.07 | 0.02 | mg/L | 20.6 | °C | Data not provided | N/A | Data not provided | N/A | -163 | mV | 3505 | µS/cm | None | N/A | Data not provided | Data not provided | Data not provided | Data not provided | Data not provided | Data not provided | Data not provided | Data not provided | Data not provided | Data not provided | Results support the need for pretreatment of high acidity MIW ahead of the BCR. | Data not provided | Substrate: sawdust, wood chips, compost, dairy manure and limestone chips. BCR substrate composition was modified due to a shortage of available manure and limestone. The shortage of manure and limestone may have had a negative impact on treatment effectiveness in the BCRs. | Data not provided | Data not provided | U = under the detection limit.
Final Danny T Adit Treatability Study Year 1 Technical Memorandum, Barker-Hughesville Mining District Superfund Site Cascade and Judith Basin Counties, Montana | BARKER HUGHESVILLE MINING DISTRICT | MT6122307485 | N/A | N/A | BCR1 | Data not provided | Biochemical reactor (BCR) without pre-treatment (BCR1) | Passive | Biochemical reactor (BCR) | No pre-treatment | Danny T adit water | N | BCR without pre-treatment | Batteries used to run metering pump, slurry mixer, and timer switch | Remote central Montana, southeast of Great Falls/no constraints noted | Pilot | June - September 2013 | Potassium | K, dissolved | µg/L | N | N/A | [6 empty] | 166 | 1 | -16500 |  |  |  | Data not provided | Data not provided | Data not provided | Data not provided | Data not provided | Data not provided | Data not provided | Data not provided |  | Effluent | 6.07 | 0.02 | mg/L | 20.6 | °C | Data not provided | N/A | Data not provided | N/A | -163 | mV | 3505 | µS/cm | None | N/A | Data not provided | Data not provided | Data not provided | Data not provided | Data not provided | Data not provided | Data not provided | Data not provided | Data not provided | Data not provided | Results support the need for pretreatment of high acidity MIW ahead of the BCR. | Data not provided | Substrate: sawdust, wood chips, compost, dairy manure and limestone chips. BCR substrate composition was modified due to a shortage of available manure and limestone. The shortage of manure and limestone may have had a negative impact on treatment effectiveness in the BCRs. | The number of sampling dates was reduced, resulting in less info to determine long-term treatment effectiveness. | Data not provided
Final Danny T Adit Treatability Study Year 1 Technical Memorandum, Barker-Hughesville Mining District Superfund Site Cascade and Judith Basin Counties, Montana | BARKER HUGHESVILLE MINING DISTRICT | MT6122307485 | N/A | N/A | BCR1 | Data not provided | Biochemical reactor (BCR) without pre-treatment (BCR1) | Passive | Biochemical reactor (BCR) | No pre-treatment | Danny T adit water | N | BCR without pre-treatment | Batteries used to run metering pump, slurry mixer, and timer switch | Remote central Montana, southeast of Great Falls/no constraints noted | Pilot | June - September 2013 | Potassium | K, total | µg/L | N | N/A | [9 empty] | 1 U | 1 | 50 | Data not provided | Data not provided | Data not provided | Data not provided | Data not provided | Data not provided | Data not provided | Data not provided |  | Effluent | 5.91 | 1.5 | mg/L | 17.95 | °C | Data not provided | N/A | Data not provided | N/A | -46.6 | mV | 2190 | µS/cm | 15.9 | %DO | Data not provided | Data not provided | Data not provided | Data not provided | Data not provided | Data not provided | Data not provided | Data not provided | Data not provided | Data not provided | Results support the need for pretreatment of high acidity MIW ahead of the BCR. | Data not provided | Substrate: sawdust, wood chips, compost, dairy manure and limestone chips. BCR substrate composition was modified due to a shortage of available manure and limestone. The shortage of manure and limestone may have had a negative impact on treatment effectiveness in the BCRs. | Data not provided | Data not provided | U = under the detection limit.
Final Danny T Adit Treatability Study Year 1 Technical Memorandum, Barker-Hughesville Mining District Superfund Site Cascade and Judith Basin Counties, Montana | BARKER HUGHESVILLE MINING DISTRICT | MT6122307485 | N/A | N/A | BCR1 | Data not provided | Biochemical reactor (BCR) without pre-treatment (BCR1) | Passive | Biochemical reactor (BCR) | No pre-treatment | Danny T adit water | N | BCR without pre-treatment | Batteries used to run metering pump, slurry mixer, and timer switch | Remote central Montana, southeast of Great Falls/no constraints noted | Pilot | June - September 2013 | Potassium | K, dissolved | µg/L | N | N/A | [9 empty] | 1 U | 1 U | Not Applicable | Data not provided | Data not provided | Data not provided | Data not provided | Data not provided | Data not provided | Data not provided | Data not provided |  | Effluent | 5.67–5.91 | 1.5–2.31 | mg/L | 17.95–19.52 | °C | Data not provided | N/A | Data not provided | N/A | (-)46.6–57.6 | mV | 2,190–3,034 | µS/cm | 15.9–23 | %DO | Data not provided | Data not provided | Data not provided | Data not provided | Data not provided | Data not provided | Data not provided | Data not provided | Data not provided | Data not provided | Results support the need for pretreatment of high acidity MIW ahead of the BCR. | Data not provided | Substrate: sawdust, wood chips, compost, dairy manure and limestone chips. BCR substrate composition was modified due to a shortage of available manure and limestone. The shortage of manure and limestone may have had a negative impact on treatment effectiveness in the BCRs. | The number of sampling dates was reduced, resulting in less info to determine long-term treatment effectiveness. | Data not provided | U = under the detection limit. A range of values is shown to reflect multiple days with effluent below the detection limit.
Final Danny T Adit Treatability Study Year 1 Technical Memorandum, Barker-Hughesville Mining District Superfund Site Cascade and Judith Basin Counties, Montana | BARKER HUGHESVILLE MINING DISTRICT | MT6122307485 | N/A | N/A | BCR2 | Data not provided | Biochemical reactor (BCR) with SAPS pre-treatment (BCR2) | Passive | Biochemical reactor (BCR) | Pre-treatment | Danny T adit water | Y | BCR with pre-treatment | Batteries used to run metering pump, slurry mixer, and timer switch | Remote central Montana, southeast of Great Falls/no constraints noted | Pilot | June - September 2013 | Potassium | K, total | µg/L | N | N/A | 1 | 1 U | 50 | [9 empty] | Data not provided | Data not provided | Data not provided | Data not provided | Data not provided | Data not provided | Data not provided | Data not provided |  | Influent | 2.85 | 2.41 | mg/L | 21.72 | °C | Data not provided | N/A | Data not provided | N/A | 382.6 | mV | 2404 | µS/cm | 27.1 | %DO | Data not provided | Data not provided | Data not provided | Data not provided | Data not provided | Data not provided | Data not provided | Data not provided | Data not provided | Data not provided | Data not provided | Data not provided | Substrate: sawdust, wood chips, compost, dairy manure and limestone chips. BCR substrate composition was modified due to a shortage of available manure and limestone. The shortage of manure and limestone may have had a negative impact on treatment effectiveness in the BCRs. | Data not provided | Data not provided | U = under the detection limit.
Final Danny T Adit Treatability Study Year 1 Technical Memorandum, Barker-Hughesville Mining District Superfund Site Cascade and Judith Basin Counties, Montana | BARKER HUGHESVILLE MINING DISTRICT | MT6122307485 | N/A | N/A | BCR2 | Data not provided | Biochemical reactor (BCR) with SAPS pre-treatment (BCR2) | Passive | Biochemical reactor (BCR) | Pre-treatment | Danny T adit water | Y | BCR with pre-treatment | Batteries used to run metering pump, slurry mixer, and timer switch | Remote central Montana, southeast of Great Falls/no constraints noted | Pilot | June - September 2013 | Potassium | K, dissolved | µg/L | N | N/A | 1 | 1–421 | (-)42000 - 0 | [9 empty] | Data not provided | Data not provided | Data not provided | Data not provided | Data not provided | Data not provided | Data not provided | Data not provided |  | Influent | 2.72–2.95 | 3.87–6.48 | mg/L | 15.19–25 | °C | Data not provided | N/A | Data not provided | N/A | 476.4–490.9 | mV | 1,332–2,610 | µS/cm | NA–43.7 | %DO | Data not provided | Data not provided | Data not provided | Data not provided | Data not provided | Data not provided | Data not provided | Data not provided | Data not provided | Data not provided | Data not provided | Data not provided | Substrate: sawdust, wood chips, compost, dairy manure and limestone chips. BCR substrate composition was modified due to a shortage of available manure and limestone. The shortage of manure and limestone may have had a negative impact on treatment effectiveness in the BCRs. | The number of sampling dates was reduced, resulting in less info to determine long-term treatment effectiveness. | Data not provided
Final Danny T Adit Treatability Study Year 1 Technical Memorandum, Barker-Hughesville Mining District Superfund Site Cascade and Judith Basin Counties, Montana | BARKER HUGHESVILLE MINING DISTRICT | MT6122307485 | N/A | N/A | BCR2 | Data not provided | Biochemical reactor (BCR) with SAPS pre-treatment (BCR2) | Passive | Biochemical reactor (BCR) | Pre-treatment | Danny T adit water | Y | BCR with pre-treatment | Batteries used to run metering pump, slurry mixer, and timer switch | Remote central Montana, southeast of Great Falls/no constraints noted | Pilot | June - September 2013 | Potassium | K, total | µg/L | N | N/A |  |  |  | 1 U | 424 | Not Applicable | [6 empty] | Data not provided | Data not provided | Data not provided | Data not provided | Data not provided | Data not provided | Data not provided | Data not provided |  | Influent | 2.81 | 6.48 | mg/L | 25 | °C | Data not provided | N/A | Data not provided | N/A | 490.9 | mV | 2267 | µS/cm | None | N/A | Data not provided | Data not provided | Data not provided | Data not provided | Data not provided | Data not provided | Data not provided | Data not provided | Data not provided | Data not provided | Data not provided | Data not provided | Substrate: sawdust, wood chips, compost, dairy manure and limestone chips. BCR substrate composition was modified due to a shortage of available manure and limestone. The shortage of manure and limestone may have had a negative impact on treatment effectiveness in the BCRs. | Data not provided | Data not provided | U = under the detection limit.
Final Danny T Adit Treatability Study Year 1 Technical Memorandum, Barker-Hughesville Mining District Superfund Site Cascade and Judith Basin Counties, Montana | BARKER HUGHESVILLE MINING DISTRICT | MT6122307485 | N/A | N/A | BCR2 | Data not provided | Biochemical reactor (BCR) with SAPS pre-treatment (BCR2) | Passive | Biochemical reactor (BCR) | Pre-treatment | Danny T adit water | Y | BCR with pre-treatment | Batteries used to run metering pump, slurry mixer, and timer switch | Remote central Montana, southeast of Great Falls/no constraints noted | Pilot | June - September 2013 | Potassium | K, dissolved | µg/L | N | N/A |  |  |  | 1 U | 1 U–1 | Not Applicable | [6 empty] | Data not provided | Data not provided | Data not provided | Data not provided | Data not provided | Data not provided | Data not provided | Data not provided |  | Influent | 2.8–2.85 | 2.19–2.41 | mg/L | 21.72–25.14 | °C | Data not provided | N/A | Data not provided | N/A | 382.6–492.7 | mV | 2,404–3,394 | µS/cm | 26–27.1 | %DO | Data not provided | Data not provided | Data not provided | Data not provided | Data not provided | Data not provided | Data not provided | Data not provided | Data not provided | Data not provided | Data not provided | Data not provided | Substrate: sawdust, wood chips, compost, dairy manure and limestone chips. BCR substrate composition was modified due to a shortage of available manure and limestone. The shortage of manure and limestone may have had a negative impact on treatment effectiveness in the BCRs. | The number of sampling dates was reduced, resulting in less info to determine long-term treatment effectiveness. | Data not provided | U = under the detection limit. A range of values is shown to reflect multiple days with influent below the detection limit.
Final Danny T Adit Treatability Study Year 1 Technical Memorandum, Barker-Hughesville Mining District Superfund Site Cascade and Judith Basin Counties, Montana | BARKER HUGHESVILLE MINING DISTRICT | MT6122307485 | N/A | N/A | BCR2 | Data not provided | Biochemical reactor (BCR) with SAPS pre-treatment (BCR2) | Passive | Biochemical reactor (BCR) | Pre-treatment | Danny T adit water | Y | BCR with pre-treatment | Batteries used to run metering pump, slurry mixer, and timer switch | Remote central Montana, southeast of Great Falls/no constraints noted | Pilot | June - September 2013 | Potassium | K, total | µg/L | N | N/A | [6 empty] | 424 | 1 U | Not Applicable |  |  |  | Data not provided | Data not provided | Data not provided | Data not provided | Data not provided | Data not provided | Data not provided | Data not provided |  | Effluent | 6.29 | 0.05 | mg/L | 20.2 | °C | Data not provided | N/A | Data not provided | N/A | -153.8 | mV | 4954 | µS/cm | None | N/A | Data not provided | Data not provided | Data not provided | Data not provided | Data not provided | Data not provided | Data not provided | Data not provided | Data not provided | Data not provided | Data not provided | Data not provided | Substrate: sawdust, wood chips, compost, dairy manure and limestone chips. BCR substrate composition was modified due to a shortage of available manure and limestone. The shortage of manure and limestone may have had a negative impact on treatment effectiveness in the BCRs. | Data not provided | Data not provided | U = under the detection limit.
Final Danny T Adit Treatability Study Year 1 Technical Memorandum, Barker-Hughesville Mining District Superfund Site Cascade and Judith Basin Counties, Montana | BARKER HUGHESVILLE MINING DISTRICT | MT6122307485 | N/A | N/A | BCR2 | Data not provided | Biochemical reactor (BCR) with SAPS pre-treatment (BCR2) | Passive | Biochemical reactor (BCR) | Pre-treatment | Danny T adit water | Y | BCR with pre-treatment | Batteries used to run metering pump, slurry mixer, and timer switch | Remote central Montana, southeast of Great Falls/no constraints noted | Pilot | June - September 2013 | Potassium | K, dissolved | µg/L | N | N/A | [6 empty] | 421 | 1 | -42000 |  |  |  | Data not provided | Data not provided | Data not provided | Data not provided | Data not provided | Data not provided | Data not provided | Data not provided |  | Effluent | 6.29 | 0.05 | mg/L | 20.2 | °C | Data not provided | N/A | Data not provided | N/A | -153.8 | mV | 4954 | µS/cm | None | N/A | Data not provided | Data not provided | Data not provided | Data not provided | Data not provided | Data not provided | Data not provided | Data not provided | Data not provided | Data not provided | Data not provided | Data not provided | Substrate: sawdust, wood chips, compost, dairy manure and limestone chips. BCR substrate composition was modified due to a shortage of available manure and limestone. The shortage of manure and limestone may have had a negative impact on treatment effectiveness in the BCRs. | The number of sampling dates was reduced, resulting in less info to determine long-term treatment effectiveness. | Data not provided
Final Danny T Adit Treatability Study Year 1 Technical Memorandum, Barker-Hughesville Mining District Superfund Site Cascade and Judith Basin Counties, Montana | BARKER HUGHESVILLE MINING DISTRICT | MT6122307485 | N/A | N/A | BCR2 | Data not provided | Biochemical reactor (BCR) with SAPS pre-treatment (BCR2) | Passive | Biochemical reactor (BCR) | Pre-treatment | Danny T adit water | Y | BCR with pre-treatment | Batteries used to run metering pump, slurry mixer, and timer switch | Remote central Montana, southeast of Great Falls/no constraints noted | Pilot | June - September 2013 | Potassium | K, total | µg/L | N | N/A | [9 empty] | 1 U | 1 | 50 | Data not provided | Data not provided | Data not provided | Data not provided | Data not provided | Data not provided | Data not provided | Data not provided |  | Effluent | 6.16 | 1.67 | mg/L | 17.67 | °C | Data not provided | N/A | Data not provided | N/A | -28 | mV | 2187 | µS/cm | 17.8 | %DO | Data not provided | Data not provided | Data not provided | Data not provided | Data not provided | Data not provided | Data not provided | Data not provided | Data not provided | Data not provided | Data not provided | Data not provided | Substrate: sawdust, wood chips, compost, dairy manure and limestone chips. BCR substrate composition was modified due to a shortage of available manure and limestone. The shortage of manure and limestone may have had a negative impact on treatment effectiveness in the BCRs. | Data not provided | Data not provided | U = under the detection limit.
Final Danny T Adit Treatability Study Year 1 Technical Memorandum, Barker-Hughesville Mining District Superfund Site Cascade and Judith Basin Counties, Montana | BARKER HUGHESVILLE MINING DISTRICT | MT6122307485 | N/A | N/A | BCR2 | Data not provided | Biochemical reactor (BCR) with SAPS pre-treatment (BCR2) | Passive | Biochemical reactor (BCR) | Pre-treatment | Danny T adit water | Y | BCR with pre-treatment | Batteries used to run metering pump, slurry mixer, and timer switch | Remote central Montana, southeast of Great Falls/no constraints noted | Pilot | June - September 2013 | Potassium | K, dissolved | µg/L | N | N/A | [9 empty] | 1 U | 1 U | Not Applicable | Data not provided | Data not provided | Data not provided | Data not provided | Data not provided | Data not provided | Data not provided | Data not provided |  | Effluent | 6.26 | 8.52 | mg/L | 18.4 | °C | Data not provided | N/A | Data not provided | N/A | 19.4 | mV | 3224 | µS/cm | 92.1 | %DO | Data not provided | Data not provided | Data not provided | Data not provided | Data not provided | Data not provided | Data not provided | Data not provided | Data not provided | Data not provided | Data not provided | Data not provided | Substrate: sawdust, wood chips, compost, dairy manure and limestone chips. BCR substrate composition was modified due to a shortage of available manure and limestone. The shortage of manure and limestone may have had a negative impact on treatment effectiveness in the BCRs. | The number of sampling dates was reduced, resulting in less info to determine long-term treatment effectiveness. | Data not provided | U = under the detection limit.
Final Danny T Adit Treatability Study Year 1 Technical Memorandum, Barker-Hughesville Mining District Superfund Site Cascade and Judith Basin Counties, Montana | BARKER HUGHESVILLE MINING DISTRICT | MT6122307485 | N/A | N/A | BCR3 | Data not provided | Biochemical reactor (BCR) with CHIT pre-treatment (BCR3) | Passive | Biochemical reactor (BCR) | Pre-treatment | Danny T adit water | Y | BCR with pre-treatment | Batteries used to run metering pump, slurry mixer, and timer switch | Remote central Montana, southeast of Great Falls/no constraints noted | Pilot | June - September 2013 | Potassium | K, total | µg/L | N | N/A | 1 | 8 | -700 | [9 empty] | Data not provided | Data not provided | Data not provided | Data not provided | Data not provided | Data not provided | Data not provided | Data not provided |  | Influent | 2.85 | 2.41 | mg/L | 21.72 | °C | Data not provided | N/A | Data not provided | N/A | 382.6 | mV | 2404 | µS/cm | 27.1 | %DO | Data not provided | Data not provided | Data not provided | Data not provided | Data not provided | Data not provided | Data not provided | Data not provided | Data not provided | Data not provided | The Chitorem/BCR3 treatment provided the best overall treatment performance for both metal removal and sustaining sulfate reducing conditions. | Data not provided | Substrate: sawdust, wood chips, compost, dairy manure and limestone chips. BCR substrate composition was modified due to a shortage of available manure and limestone. The shortage of manure and limestone may have had a negative impact on treatment effectiveness in the BCRs. | Data not provided | Data not provided
Final Danny T Adit Treatability Study Year 1 Technical Memorandum, Barker-Hughesville Mining District Superfund Site Cascade and Judith Basin Counties, Montana | BARKER HUGHESVILLE MINING DISTRICT | MT6122307485 | N/A | N/A | BCR3 | Data not provided | Biochemical reactor (BCR) with CHIT pre-treatment (BCR3) | Passive | Biochemical reactor (BCR) | Pre-treatment | Danny T adit water | Y | BCR with pre-treatment | Batteries used to run metering pump, slurry mixer, and timer switch | Remote central Montana, southeast of Great Falls/no constraints noted | Pilot | June - September 2013 | Potassium | K, dissolved | µg/L | N | N/A | 1 | 14–379 | (-)37800 - (-)1300 | [9 empty] | Data not provided | Data not provided | Data not provided | Data not provided | Data not provided | Data not provided | Data not provided | Data not provided |  | Influent | 2.72–2.95 | 3.87–6.48 | mg/L | 15.19–25 | °C | Data not provided | N/A | Data not provided | N/A | 476.4–490.9 | mV | 1,332–2,610 | µS/cm | NA–43.7 | %DO | Data not provided | Data not provided | Data not provided | Data not provided | Data not provided | Data not provided | Data not provided | Data not provided | Data not provided | Data not provided | The Chitorem/BCR3 treatment provided the best overall treatment performance for both metal removal and sustaining sulfate reducing conditions. | Data not provided | Substrate: sawdust, wood chips, compost, dairy manure and limestone chips. BCR substrate composition was modified due to a shortage of available manure and limestone. The shortage of manure and limestone may have had a negative impact on treatment effectiveness in the BCRs. | The number of sampling dates was reduced, resulting in less info to determine long-term treatment effectiveness. | Data not provided
Final Danny T Adit Treatability Study Year 1 Technical Memorandum, Barker-Hughesville Mining District Superfund Site Cascade and Judith Basin Counties, Montana | BARKER HUGHESVILLE MINING DISTRICT | MT6122307485 | N/A | N/A | BCR3 | Data not provided | Biochemical reactor (BCR) with CHIT pre-treatment (BCR3) | Passive | Biochemical reactor (BCR) | Pre-treatment | Danny T adit water | Y | BCR with pre-treatment | Batteries used to run metering pump, slurry mixer, and timer switch | Remote central Montana, southeast of Great Falls/no constraints noted | Pilot | June - September 2013 | Potassium | K, total | µg/L | N | N/A |  |  |  | 1 U | 379 | Not Applicable | [6 empty] | Data not provided | Data not provided | Data not provided | Data not provided | Data not provided | Data not provided | Data not provided | Data not provided |  | Influent | 2.81 | 6.48 | mg/L | 25 | °C | Data not provided | N/A | Data not provided | N/A | 490.9 | mV | 2267 | µS/cm | None | N/A | Data not provided | Data not provided | Data not provided | Data not provided | Data not provided | Data not provided | Data not provided | Data not provided | Data not provided | Data not provided | The Chitorem/BCR3 treatment provided the best overall treatment performance for both metal removal and sustaining sulfate reducing conditions. | Data not provided | Substrate: sawdust, wood chips, compost, dairy manure and limestone chips. BCR substrate composition was modified due to a shortage of available manure and limestone. The shortage of manure and limestone may have had a negative impact on treatment effectiveness in the BCRs. | Data not provided | Data not provided | U = under the detection limit.
Final Danny T Adit Treatability Study Year 1 Technical Memorandum, Barker-Hughesville Mining District Superfund Site Cascade and Judith Basin Counties, Montana | BARKER HUGHESVILLE MINING DISTRICT | MT6122307485 | N/A | N/A | BCR3 | Data not provided | Biochemical reactor (BCR) with CHIT pre-treatment (BCR3) | Passive | Biochemical reactor (BCR) | Pre-treatment | Danny T adit water | Y | BCR with pre-treatment | Batteries used to run metering pump, slurry mixer, and timer switch | Remote central Montana, southeast of Great Falls/no constraints noted | Pilot | June - September 2013 | Potassium | K, dissolved | µg/L | N | N/A |  |  |  | 1 U | 6.0–8.0 | Not Applicable | [6 empty] | Data not provided | Data not provided | Data not provided | Data not provided | Data not provided | Data not provided | Data not provided | Data not provided |  | Influent | 2.8–2.85 | 2.19–2.41 | mg/L | 21.72–25.14 | °C | Data not provided | N/A | Data not provided | N/A | 382.6–492.7 | mV | 2,404–3,394 | µS/cm | 26–27.1 | %DO | Data not provided | Data not provided | Data not provided | Data not provided | Data not provided | Data not provided | Data not provided | Data not provided | Data not provided | Data not provided | The Chitorem/BCR3 treatment provided the best overall treatment performance for both metal removal and sustaining sulfate reducing conditions. | Data not provided | Substrate: sawdust, wood chips, compost, dairy manure and limestone chips. BCR substrate composition was modified due to a shortage of available manure and limestone. The shortage of manure and limestone may have had a negative impact on treatment effectiveness in the BCRs. | The number of sampling dates was reduced, resulting in less info to determine long-term treatment effectiveness. | Data not provided | U = under the detection limit. A range of values is shown to reflect multiple days with influent below the detection limit.
Final Danny T Adit Treatability Study Year 1 Technical Memorandum, Barker-Hughesville Mining District Superfund Site Cascade and Judith Basin Counties, Montana | BARKER HUGHESVILLE MINING DISTRICT | MT6122307485 | N/A | N/A | BCR3 | Data not provided | Biochemical reactor (BCR) with CHIT pre-treatment (BCR3) | Passive | Biochemical reactor (BCR) | Pre-treatment | Danny T adit water | Y | BCR with pre-treatment | Batteries used to run metering pump, slurry mixer, and timer switch | Remote central Montana, southeast of Great Falls/no constraints noted | Pilot | June - September 2013 | Potassium | K, total | µg/L | N | N/A | [6 empty] | 379 | 1 U | Not Applicable |  |  |  | Data not provided | Data not provided | Data not provided | Data not provided | Data not provided | Data not provided | Data not provided | Data not provided |  | Effluent | 6.17 | 0.04 | mg/L | 19.65 | °C | Data not provided | N/A | Data not provided | N/A | -152.5 | mV | 8162 | µS/cm | None | N/A | Data not provided | Data not provided | Data not provided | Data not provided | Data not provided | Data not provided | Data not provided | Data not provided | Data not provided | Data not provided | The Chitorem/BCR3 treatment provided the best overall treatment performance for both metal removal and sustaining sulfate reducing conditions. | Data not provided | Substrate: sawdust, wood chips, compost, dairy manure and limestone chips. BCR substrate composition was modified due to a shortage of available manure and limestone. The shortage of manure and limestone may have had a negative impact on treatment effectiveness in the BCRs. | Data not provided | Data not provided | U = under the detection limit.
Final Danny T Adit Treatability Study Year 1 Technical Memorandum, Barker-Hughesville Mining District Superfund Site Cascade and Judith Basin Counties, Montana | BARKER HUGHESVILLE MINING DISTRICT | MT6122307485 | N/A | N/A | BCR3 | Data not provided | Biochemical reactor (BCR) with CHIT pre-treatment (BCR3) | Passive | Biochemical reactor (BCR) | Pre-treatment | Danny T adit water | Y | BCR with pre-treatment | Batteries used to run metering pump, slurry mixer, and timer switch | Remote central Montana, southeast of Great Falls/no constraints noted | Pilot | June - September 2013 | Potassium | K, dissolved | µg/L | N | N/A | [6 empty] | 379 | 1 | -37800 |  |  |  | Data not provided | Data not provided | Data not provided | Data not provided | Data not provided | Data not provided | Data not provided | Data not provided |  | Effluent | 6.17 | 0.04 | mg/L | 19.65 | °C | Data not provided | N/A | Data not provided | N/A | -152.5 | mV | 8162 | µS/cm | None | N/A | Data not provided | Data not provided | Data not provided | Data not provided | Data not provided | Data not provided | Data not provided | Data not provided | Data not provided | Data not provided | The Chitorem/BCR3 treatment provided the best overall treatment performance for both metal removal and sustaining sulfate reducing conditions. | Data not provided | Substrate: sawdust, wood chips, compost, dairy manure and limestone chips. BCR substrate composition was modified due to a shortage of available manure and limestone. The shortage of manure and limestone may have had a negative impact on treatment effectiveness in the BCRs. | The number of sampling dates was reduced, resulting in less info to determine long-term treatment effectiveness. | Data not provided
Final Danny T Adit Treatability Study Year 1 Technical Memorandum, Barker-Hughesville Mining District Superfund Site Cascade and Judith Basin Counties, Montana | BARKER HUGHESVILLE MINING DISTRICT | MT6122307485 | N/A | N/A | BCR3 | Data not provided | Biochemical reactor (BCR) with CHIT pre-treatment (BCR3) | Passive | Biochemical reactor (BCR) | Pre-treatment | Danny T adit water | Y | BCR with pre-treatment | Batteries used to run metering pump, slurry mixer, and timer switch | Remote central Montana, southeast of Great Falls/no constraints noted | Pilot | June - September 2013 | Potassium | K, total | µg/L | N | N/A | [9 empty] | 8 | 1 | -700 | Data not provided | Data not provided | Data not provided | Data not provided | Data not provided | Data not provided | Data not provided | Data not provided |  | Effluent | 6.17 | 4.34 | mg/L | 17.84 | °C | Data not provided | N/A | Data not provided | N/A | -274.4 | mV | 5154 | µS/cm | 46.4 | %DO | Data not provided | Data not provided | Data not provided | Data not provided | Data not provided | Data not provided | Data not provided | Data not provided | Data not provided | Data not provided | The Chitorem/BCR3 treatment provided the best overall treatment performance for both metal removal and sustaining sulfate reducing conditions. | Data not provided | Substrate: sawdust, wood chips, compost, dairy manure and limestone chips. BCR substrate composition was modified due to a shortage of available manure and limestone. The shortage of manure and limestone may have had a negative impact on treatment effectiveness in the BCRs. | Data not provided | Data not provided
Final Danny T Adit Treatability Study Year 1 Technical Memorandum, Barker-Hughesville Mining District Superfund Site Cascade and Judith Basin Counties, Montana | BARKER HUGHESVILLE MINING DISTRICT | MT6122307485 | N/A | N/A | BCR3 | Data not provided | Biochemical reactor (BCR) with CHIT pre-treatment (BCR3) | Passive | Biochemical reactor (BCR) | Pre-treatment | Danny T adit water | Y | BCR with pre-treatment | Batteries used to run metering pump, slurry mixer, and timer switch | Remote central Montana, southeast of Great Falls/no constraints noted | Pilot | June - September 2013 | Potassium | K, dissolved | µg/L | N | N/A | [9 empty] | 6 | 1 U | Not Applicable | Data not provided | Data not provided | Data not provided | Data not provided | Data not provided | Data not provided | Data not provided | Data not provided |  | Effluent | 6.55 | 2.79 | mg/L | 16.81 | °C | Data not provided | N/A | Data not provided | N/A | -247.5 | mV | 6207 | µS/cm | 28.3 | %DO | Data not provided | Data not provided | Data not provided | Data not provided | Data not provided | Data not provided | Data not provided | Data not provided | Data not provided | Data not provided | The Chitorem/BCR3 treatment provided the best overall treatment performance for both metal removal and sustaining sulfate reducing conditions. | Data not provided | Substrate: sawdust, wood chips, compost, dairy manure and limestone chips. BCR substrate composition was modified due to a shortage of available manure and limestone. The shortage of manure and limestone may have had a negative impact on treatment effectiveness in the BCRs. | The number of sampling dates was reduced, resulting in less info to determine long-term treatment effectiveness. | Data not provided
Final Danny T Adit Treatability Study Year 1 Technical Memorandum, Barker-Hughesville Mining District Superfund Site Cascade and Judith Basin Counties, Montana | BARKER HUGHESVILLE MINING DISTRICT | MT6122307485 | N/A | N/A | BCR4 | Data not provided | Biochemical reactor (BCR) with Mg(OH)2 pre-treatment (BCR4) | Passive | Biochemical reactor (BCR) | Pre-treatment | Danny T adit water | Y | BCR with pre-treatment | Batteries used to run metering pump, slurry mixer, and timer switch | Remote central Montana, southeast of Great Falls/no constraints noted | Pilot | June - September 2013 | Potassium | K, total | µg/L | N | N/A | 1 | 1 U | 50 | [9 empty] | Data not provided | Data not provided | Data not provided | Data not provided | Data not provided | Data not provided | Data not provided | Data not provided |  | Influent | 2.85 | 2.41 | mg/L | 21.72 | °C | Data not provided | N/A | Data not provided | N/A | 382.6 | mV | 2404 | µS/cm | 27.1 | %DO | Data not provided | Data not provided | Data not provided | Data not provided | Data not provided | Data not provided | Data not provided | Data not provided | Data not provided | Data not provided | Data not provided | Data not provided | Substrate: sawdust, wood chips, compost, dairy manure and limestone chips. BCR substrate composition was modified due to a shortage of available manure and limestone. The shortage of manure and limestone may have had a negative impact on treatment effectiveness in the BCRs. | Data not provided | Data not provided | U = under the detection limit.
Final Danny T Adit Treatability Study Year 1 Technical Memorandum, Barker-Hughesville Mining District Superfund Site Cascade and Judith Basin Counties, Montana | BARKER HUGHESVILLE MINING DISTRICT | MT6122307485 | N/A | N/A | BCR4 | Data not provided | Biochemical reactor (BCR) with Mg(OH)2 pre-treatment (BCR4) | Passive | Biochemical reactor (BCR) | Pre-treatment | Danny T adit water | Y | BCR with pre-treatment | Batteries used to run metering pump, slurry mixer, and timer switch | Remote central Montana, southeast of Great Falls/no constraints noted | Pilot | June - September 2013 | Potassium | K, dissolved | µg/L | N | N/A | 1 | 1–227 | (-)22600 - 0 | [9 empty] | Data not provided | Data not provided | Data not provided | Data not provided | Data not provided | Data not provided | Data not provided | Data not provided |  | Influent | 2.72–2.95 | 3.87–6.48 | mg/L | 15.19–25 | °C | Data not provided | N/A | Data not provided | N/A | 476.4–490.9 | mV | 1,332–2,610 | µS/cm | NA–43.7 | %DO | Data not provided | Data not provided | Data not provided | Data not provided | Data not provided | Data not provided | Data not provided | Data not provided | Data not provided | Data not provided | Data not provided | Data not provided | Substrate: sawdust, wood chips, compost, dairy manure and limestone chips. BCR substrate composition was modified due to a shortage of available manure and limestone. The shortage of manure and limestone may have had a negative impact on treatment effectiveness in the BCRs. | The number of sampling dates was reduced, resulting in less info to determine long-term treatment effectiveness. | Data not provided
Final Danny T Adit Treatability Study Year 1 Technical Memorandum, Barker-Hughesville Mining District Superfund Site Cascade and Judith Basin Counties, Montana | BARKER HUGHESVILLE MINING DISTRICT | MT6122307485 | N/A | N/A | BCR4 | Data not provided | Biochemical reactor (BCR) with Mg(OH)2 pre-treatment (BCR4) | Passive | Biochemical reactor (BCR) | Pre-treatment | Danny T adit water | Y | BCR with pre-treatment | Batteries used to run metering pump, slurry mixer, and timer switch | Remote central Montana, southeast of Great Falls/no constraints noted | Pilot | June - September 2013 | Potassium | K, total | µg/L | N | N/A |  |  |  | 1 U | 231 | Not Applicable | [6 empty] | Data not provided | Data not provided | Data not provided | Data not provided | Data not provided | Data not provided | Data not provided | Data not provided |  | Influent | 2.81 | 6.48 | mg/L | 25 | °C | Data not provided | N/A | Data not provided | N/A | 490.9 | mV | 2267 | µS/cm | None | N/A | Data not provided | Data not provided | Data not provided | Data not provided | Data not provided | Data not provided | Data not provided | Data not provided | Data not provided | Data not provided | Data not provided | Data not provided | Substrate: sawdust, wood chips, compost, dairy manure and limestone chips. BCR substrate composition was modified due to a shortage of available manure and limestone. The shortage of manure and limestone may have had a negative impact on treatment effectiveness in the BCRs. | Data not provided | Data not provided | U = under the detection limit.
Final Danny T Adit Treatability Study Year 1 Technical Memorandum, Barker-Hughesville Mining District Superfund Site Cascade and Judith Basin Counties, Montana | BARKER HUGHESVILLE MINING DISTRICT | MT6122307485 | N/A | N/A | BCR4 | Data not provided | Biochemical reactor (BCR) with Mg(OH)2 pre-treatment (BCR4) | Passive | Biochemical reactor (BCR) | Pre-treatment | Danny T adit water | Y | BCR with pre-treatment | Batteries used to run metering pump, slurry mixer, and timer switch | Remote central Montana, southeast of Great Falls/no constraints noted | Pilot | June - September 2013 | Potassium | K, dissolved | µg/L | N | N/A |  |  |  | 1 U | 1–1 U | Not Applicable | [6 empty] | Data not provided | Data not provided | Data not provided | Data not provided | Data not provided | Data not provided | Data not provided | Data not provided |  | Influent | 2.8–2.85 | 2.19–2.41 | mg/L | 21.72–25.14 | °C | Data not provided | N/A | Data not provided | N/A | 382.6–492.7 | mV | 2,404–3,394 | µS/cm | 26–27.1 | %DO | Data not provided | Data not provided | Data not provided | Data not provided | Data not provided | Data not provided | Data not provided | Data not provided | Data not provided | Data not provided | Data not provided | Data not provided | Substrate: sawdust, wood chips, compost, dairy manure and limestone chips. BCR substrate composition was modified due to a shortage of available manure and limestone. The shortage of manure and limestone may have had a negative impact on treatment effectiveness in the BCRs. | The number of sampling dates was reduced, resulting in less info to determine long-term treatment effectiveness. | Data not provided | U = under the detection limit. A range of values is shown to reflect multiple days with influent below the detection limit.
Final Danny T Adit Treatability Study Year 1 Technical Memorandum, Barker-Hughesville Mining District Superfund Site Cascade and Judith Basin Counties, Montana | BARKER HUGHESVILLE MINING DISTRICT | MT6122307485 | N/A | N/A | BCR4 | Data not provided | Biochemical reactor (BCR) with Mg(OH)2 pre-treatment (BCR4) | Passive | Biochemical reactor (BCR) | Pre-treatment | Danny T adit water | Y | BCR with pre-treatment | Batteries used to run metering pump, slurry mixer, and timer switch | Remote central Montana, southeast of Great Falls/no constraints noted | Pilot | June - September 2013 | Potassium | K, total | µg/L | N | N/A | [6 empty] | 231 | 1 U | Not Applicable |  |  |  | Data not provided | Data not provided | Data not provided | Data not provided | Data not provided | Data not provided | Data not provided | Data not provided |  | Effluent | 6.25 | 0.02 | mg/L | 20.16 | °C | Data not provided | N/A | Data not provided | N/A | -144.8 | mV | 4001 | µS/cm | None | N/A | Data not provided | Data not provided | Data not provided | Data not provided | Data not provided | Data not provided | Data not provided | Data not provided | Data not provided | Data not provided | Data not provided | Data not provided | Substrate: sawdust, wood chips, compost, dairy manure and limestone chips. BCR substrate composition was modified due to a shortage of available manure and limestone. The shortage of manure and limestone may have had a negative impact on treatment effectiveness in the BCRs. | Data not provided | Data not provided | U = under the detection limit.
Final Danny T Adit Treatability Study Year 1 Technical Memorandum, Barker-Hughesville Mining District Superfund Site Cascade and Judith Basin Counties, Montana | BARKER HUGHESVILLE MINING DISTRICT | MT6122307485 | N/A | N/A | BCR4 | Data not provided | Biochemical reactor (BCR) with Mg(OH)2 pre-treatment (BCR4) | Passive | Biochemical reactor (BCR) | Pre-treatment | Danny T adit water | Y | BCR with pre-treatment | Batteries used to run metering pump, slurry mixer, and timer switch | Remote central Montana, southeast of Great Falls/no constraints noted | Pilot | June - September 2013 | Potassium | K, dissolved | µg/L | N | N/A | [6 empty] | 227 | 1 | -22600 |  |  |  | Data not provided | Data not provided | Data not provided | Data not provided | Data not provided | Data not provided | Data not provided | Data not provided |  | Effluent | 6.25 | 0.02 | mg/L | 20.16 | °C | Data not provided | N/A | Data not provided | N/A | -144.8 | mV | 4001 | µS/cm | None | N/A | Data not provided | Data not provided | Data not provided | Data not provided | Data not provided | Data not provided | Data not provided | Data not provided | Data not provided | Data not provided | Data not provided | Data not provided | Substrate: sawdust, wood chips, compost, dairy manure and limestone chips. BCR substrate composition was modified due to a shortage of available manure and limestone. The shortage of manure and limestone may have had a negative impact on treatment effectiveness in the BCRs. | The number of sampling dates was reduced, resulting in less info to determine long-term treatment effectiveness. | Data not provided
Final Danny T Adit Treatability Study Year 1 Technical Memorandum, Barker-Hughesville Mining District Superfund Site Cascade and Judith Basin Counties, Montana | BARKER HUGHESVILLE MINING DISTRICT | MT6122307485 | N/A | N/A | BCR4 | Data not provided | Biochemical reactor (BCR) with Mg(OH)2 pre-treatment (BCR4) | Passive | Biochemical reactor (BCR) | Pre-treatment | Danny T adit water | Y | BCR with pre-treatment | Batteries used to run metering pump, slurry mixer, and timer switch | Remote central Montana, southeast of Great Falls/no constraints noted | Pilot | June - September 2013 | Potassium | K, total | µg/L | N | N/A | [9 empty] | 1 U | 1 | 50 | Data not provided | Data not provided | Data not provided | Data not provided | Data not provided | Data not provided | Data not provided | Data not provided |  | Effluent | 6.36 | 2.47 | mg/L | 17.95 | °C | Data not provided | N/A | Data not provided | N/A | -30.2 | mV | 1101 | µS/cm | 26.3 | %DO | Data not provided | Data not provided | Data not provided | Data not provided | Data not provided | Data not provided | Data not provided | Data not provided | Data not provided | Data not provided | Data not provided | Data not provided | Substrate: sawdust, wood chips, compost, dairy manure and limestone chips. BCR substrate composition was modified due to a shortage of available manure and limestone. The shortage of manure and limestone may have had a negative impact on treatment effectiveness in the BCRs. | Data not provided | Data not provided | U = under the detection limit.
Final Danny T Adit Treatability Study Year 1 Technical Memorandum, Barker-Hughesville Mining District Superfund Site Cascade and Judith Basin Counties, Montana | BARKER HUGHESVILLE MINING DISTRICT | MT6122307485 | N/A | N/A | BCR4 | Data not provided | Biochemical reactor (BCR) with Mg(OH)2 pre-treatment (BCR4) | Passive | Biochemical reactor (BCR) | Pre-treatment | Danny T adit water | Y | BCR with pre-treatment | Batteries used to run metering pump, slurry mixer, and timer switch | Remote central Montana, southeast of Great Falls/no constraints noted | Pilot | June - September 2013 | Potassium | K, dissolved | µg/L | N | N/A | [9 empty] | 1 U | 1 U | Not Applicable | Data not provided | Data not provided | Data not provided | Data not provided | Data not provided | Data not provided | Data not provided | Data not provided |  | Effluent | 6.97 | 4.35 | mg/L | 16.88 | °C | Data not provided | N/A | Data not provided | N/A | -117.7 | mV | 3247 | µS/cm | 45.8 | %DO | Data not provided | Data not provided | Data not provided | Data not provided | Data not provided | Data not provided | Data not provided | Data not provided | Data not provided | Data not provided | Data not provided | Data not provided | Substrate: sawdust, wood chips, compost, dairy manure and limestone chips. BCR substrate composition was modified due to a shortage of available manure and limestone. The shortage of manure and limestone may have had a negative impact on treatment effectiveness in the BCRs. | The number of sampling dates was reduced, resulting in less info to determine long-term treatment effectiveness. | Data not provided | U = under the detection limit.
Final Danny T Adit Treatability Study Year 1 Technical Memorandum, Barker-Hughesville Mining District Superfund Site Cascade and Judith Basin Counties, Montana | BARKER HUGHESVILLE MINING DISTRICT | MT6122307485 | N/A | N/A | CHIT | Data not provided | Chitorem pre-treatment (CHIT) | Passive | Chitorem® | Pre-treatment | Danny T adit water | Y | Pre-treatment | Batteries used to run metering pump, slurry mixer, and timer switch | Remote central Montana, southeast of Great Falls/no constraints noted | Pilot | June - September 2013 | Potassium | K, total | µg/L | N | N/A | 1 | 6 | -500 | [9 empty] | Data not provided | Data not provided | Data not provided | Data not provided | Data not provided | Data not provided | Data not provided | Data not provided |  | Influent | 2.85 | 2.41 | mg/L | 21.72 | °C | Data not provided | N/A | Data not provided | N/A | 382.6 | mV | 2404 | µS/cm | 27.1 | %DO | Data not provided | Data not provided | Data not provided | Data not provided | Data not provided | Data not provided | Data not provided | Data not provided | Data not provided | Data not provided | The Chitorem/BCR3 treatment provided the best overall treatment performance for both metal removal and sustaining sulfate reducing conditions. | Data not provided | Chitorem is a proprietary material that contains calcium carbonate, protein, and chitin (crab shell). Also contains its own bacteria - material breaks down and produces carbonates (adds alkalinity). | The Chitorem substrate composition was modified by adding pea gravel to increase permeability. | Data not provided
Final Danny T Adit Treatability Study Year 1 Technical Memorandum, Barker-Hughesville Mining District Superfund Site Cascade and Judith Basin Counties, Montana | BARKER HUGHESVILLE MINING DISTRICT | MT6122307485 | N/A | N/A | CHIT | Data not provided | Chitorem pre-treatment (CHIT) | Passive | Chitorem® | Pre-treatment | Danny T adit water | Y | Pre-treatment | Batteries used to run metering pump, slurry mixer, and timer switch | Remote central Montana, southeast of Great Falls/no constraints noted | Pilot | June - September 2013 | Potassium | K, dissolved | µg/L | N | N/A | 1 | 6–1,490 | (-)148900 - (-)500 | [9 empty] | Data not provided | Data not provided | Data not provided | Data not provided | Data not provided | Data not provided | Data not provided | Data not provided |  | Influent | 2.72–2.95 | 3.87–6.48 | mg/L | 15.19–25 | °C | Data not provided | N/A | Data not provided | N/A | 476.4–490.9 | mV | 1,332–2,610 | µS/cm | NA–43.7 | %DO | Data not provided | Data not provided | Data not provided | Data not provided | Data not provided | Data not provided | Data not provided | Data not provided | Data not provided | Data not provided | The Chitorem/BCR3 treatment provided the best overall treatment performance for both metal removal and sustaining sulfate reducing conditions. | Data not provided | Chitorem is a proprietary material that contains calcium carbonate, protein, and chitin (crab shell). Also contains its own bacteria - material breaks down and produces carbonates (adds alkalinity). | The Chitorem substrate composition was modified by adding pea gravel to increase permeability. The number of sampling dates was reduced, resulting in less info to determine long-term treatment effectiveness. | Data not provided
Final Danny T Adit Treatability Study Year 1 Technical Memorandum, Barker-Hughesville Mining District Superfund Site Cascade and Judith Basin Counties, Montana | BARKER HUGHESVILLE MINING DISTRICT | MT6122307485 | N/A | N/A | CHIT | Data not provided | Chitorem pre-treatment (CHIT) | Passive | Chitorem® | Pre-treatment | Danny T adit water | Y | Pre-treatment | Batteries used to run metering pump, slurry mixer, and timer switch | Remote central Montana, southeast of Great Falls/no constraints noted | Pilot | June - September 2013 | Potassium | K, total | µg/L | N | N/A |  |  |  | 1 U | 1430 | Not Applicable | [6 empty] | Data not provided | Data not provided | Data not provided | Data not provided | Data not provided | Data not provided | Data not provided | Data not provided |  | Influent | 2.81 | 6.48 | mg/L | 25 | °C | Data not provided | N/A | Data not provided | N/A | 490.9 | mV | 2267 | µS/cm | None | N/A | Data not provided | Data not provided | Data not provided | Data not provided | Data not provided | Data not provided | Data not provided | Data not provided | Data not provided | Data not provided | The Chitorem/BCR3 treatment provided the best overall treatment performance for both metal removal and sustaining sulfate reducing conditions. | Data not provided | Chitorem is a proprietary material that contains calcium carbonate, protein, and chitin (crab shell). Also contains its own bacteria - material breaks down and produces carbonates (adds alkalinity). | The Chitorem substrate composition was modified by adding pea gravel to increase permeability. | Data not provided | U = under the detection limit.
Final Danny T Adit Treatability Study Year 1 Technical Memorandum, Barker-Hughesville Mining District Superfund Site Cascade and Judith Basin Counties, Montana | BARKER HUGHESVILLE MINING DISTRICT | MT6122307485 | N/A | N/A | CHIT | Data not provided | Chitorem pre-treatment (CHIT) | Passive | Chitorem® | Pre-treatment | Danny T adit water | Y | Pre-treatment | Batteries used to run metering pump, slurry mixer, and timer switch | Remote central Montana, southeast of Great Falls/no constraints noted | Pilot | June - September 2013 | Potassium | K, dissolved | µg/L | N | N/A |  |  |  | 1 U | 5.0–6.0 | Not Applicable | [6 empty] | Data not provided | Data not provided | Data not provided | Data not provided | Data not provided | Data not provided | Data not provided | Data not provided |  | Influent | 2.8–2.85 | 2.19–2.41 | mg/L | 21.72–25.14 | °C | Data not provided | N/A | Data not provided | N/A | 382.6–492.7 | mV | 2,404–3,394 | µS/cm | 26–27.1 | %DO | Data not provided | Data not provided | Data not provided | Data not provided | Data not provided | Data not provided | Data not provided | Data not provided | Data not provided | Data not provided | The Chitorem/BCR3 treatment provided the best overall treatment performance for both metal removal and sustaining sulfate reducing conditions. | Data not provided | Chitorem is a proprietary material that contains calcium carbonate, protein, and chitin (crab shell). Also contains its own bacteria - material breaks down and produces carbonates (adds alkalinity). | The Chitorem substrate composition was modified by adding pea gravel to increase permeability. The number of sampling dates was reduced, resulting in less info to determine long-term treatment effectiveness. | Data not provided | U = under the detection limit. A range of values is shown to reflect multiple days with the same influent.
Final Danny T Adit Treatability Study Year 1 Technical Memorandum, Barker-Hughesville Mining District Superfund Site Cascade and Judith Basin Counties, Montana | BARKER HUGHESVILLE MINING DISTRICT | MT6122307485 | N/A | N/A | CHIT | Data not provided | Chitorem pre-treatment (CHIT) | Passive | Chitorem® | Pre-treatment | Danny T adit water | Y | Pre-treatment | Batteries used to run metering pump, slurry mixer, and timer switch | Remote central Montana, southeast of Great Falls/no constraints noted | Pilot | June - September 2013 | Potassium | K, total | µg/L | N | N/A | [6 empty] | 1430 | 1 U | Not Applicable |  |  |  | Data not provided | Data not provided | Data not provided | Data not provided | Data not provided | Data not provided | Data not provided | Data not provided |  | Effluent | 6.65 | 0.05 | mg/L | 21.52 | °C | Data not provided | N/A | Data not provided | N/A | -206.8 | mV | 60571 | µS/cm | None | N/A | Data not provided | Data not provided | Data not provided | Data not provided | Data not provided | Data not provided | Data not provided | Data not provided | Data not provided | Data not provided | The Chitorem/BCR3 treatment provided the best overall treatment performance for both metal removal and sustaining sulfate reducing conditions. | Data not provided | Chitorem is a proprietary material that contains calcium carbonate, protein, and chitin (crab shell). Also contains its own bacteria - material breaks down and produces carbonates (adds alkalinity). | The Chitorem substrate composition was modified by adding pea gravel to increase permeability. | Data not provided | U = under the detection limit.
Final Danny T Adit Treatability Study Year 1 Technical Memorandum, Barker-Hughesville Mining District Superfund Site Cascade and Judith Basin Counties, Montana | BARKER HUGHESVILLE MINING DISTRICT | MT6122307485 | N/A | N/A | CHIT | Data not provided | Chitorem pre-treatment (CHIT) | Passive | Chitorem® | Pre-treatment | Danny T adit water | Y | Pre-treatment | Batteries used to run metering pump, slurry mixer, and timer switch | Remote central Montana, southeast of Great Falls/no constraints noted | Pilot | June - September 2013 | Potassium | K, dissolved | µg/L | N | N/A | [6 empty] | 1490 | 1 | -148900 |  |  |  | Data not provided | Data not provided | Data not provided | Data not provided | Data not provided | Data not provided | Data not provided | Data not provided |  | Effluent | 6.65 | 0.05 | mg/L | 21.52 | °C | Data not provided | N/A | Data not provided | N/A | -206.8 | mV | 60571 | µS/cm | None | N/A | Data not provided | Data not provided | Data not provided | Data not provided | Data not provided | Data not provided | Data not provided | Data not provided | Data not provided | Data not provided | The Chitorem/BCR3 treatment provided the best overall treatment performance for both metal removal and sustaining sulfate reducing conditions. | Data not provided | Chitorem is a proprietary material that contains calcium carbonate, protein, and chitin (crab shell). Also contains its own bacteria - material breaks down and produces carbonates (adds alkalinity). | The Chitorem substrate composition was modified by adding pea gravel to increase permeability. The number of sampling dates was reduced, resulting in less info to determine long-term treatment effectiveness. | Data not provided
Final Danny T Adit Treatability Study Year 1 Technical Memorandum, Barker-Hughesville Mining District Superfund Site Cascade and Judith Basin Counties, Montana | BARKER HUGHESVILLE MINING DISTRICT | MT6122307485 | N/A | N/A | CHIT | Data not provided | Chitorem pre-treatment (CHIT) | Passive | Chitorem® | Pre-treatment | Danny T adit water | Y | Pre-treatment | Batteries used to run metering pump, slurry mixer, and timer switch | Remote central Montana, southeast of Great Falls/no constraints noted | Pilot | June - September 2013 | Potassium | K, total | µg/L | N | N/A | [9 empty] | 6 | 1 | -500 | Data not provided | Data not provided | Data not provided | Data not provided | Data not provided | Data not provided | Data not provided | Data not provided |  | Effluent | 6.07 | 3.08 | mg/L | 16.95 | °C | Data not provided | N/A | Data not provided | N/A | -184.7 | mV | 2941 | µS/cm | 31.9 | %DO | Data not provided | Data not provided | Data not provided | Data not provided | Data not provided | Data not provided | Data not provided | Data not provided | Data not provided | Data not provided | The Chitorem/BCR3 treatment provided the best overall treatment performance for both metal removal and sustaining sulfate reducing conditions. | Data not provided | Chitorem is a proprietary material that contains calcium carbonate, protein, and chitin (crab shell). Also contains its own bacteria - material breaks down and produces carbonates (adds alkalinity). | The Chitorem substrate composition was modified by adding pea gravel to increase permeability. | Data not provided
Final Danny T Adit Treatability Study Year 1 Technical Memorandum, Barker-Hughesville Mining District Superfund Site Cascade and Judith Basin Counties, Montana | BARKER HUGHESVILLE MINING DISTRICT | MT6122307485 | N/A | N/A | CHIT | Data not provided | Chitorem pre-treatment (CHIT) | Passive | Chitorem® | Pre-treatment | Danny T adit water | Y | Pre-treatment | Batteries used to run metering pump, slurry mixer, and timer switch | Remote central Montana, southeast of Great Falls/no constraints noted | Pilot | June - September 2013 | Potassium | K, dissolved | µg/L | N | N/A | [9 empty] | 5 | 1 U | Not Applicable | Data not provided | Data not provided | Data not provided | Data not provided | Data not provided | Data not provided | Data not provided | Data not provided |  | Effluent | 6.13 | 1.57 | mg/L | 17.53 | °C | Data not provided | N/A | Data not provided | N/A | -57.3 | mV | 5450 | µS/cm | 17.1 | %DO | Data not provided | Data not provided | Data not provided | Data not provided | Data not provided | Data not provided | Data not provided | Data not provided | Data not provided | Data not provided | The Chitorem/BCR3 treatment provided the best overall treatment performance for both metal removal and sustaining sulfate reducing conditions. | Data not provided | Chitorem is a proprietary material that contains calcium carbonate, protein, and chitin (crab shell). Also contains its own bacteria - material breaks down and produces carbonates (adds alkalinity). | The Chitorem substrate composition was modified by adding pea gravel to increase permeability. The number of sampling dates was reduced, resulting in less info to determine long-term treatment effectiveness. | Data not provided | U = under the detection limit.
Final Danny T Adit Treatability Study Year 1 Technical Memorandum, Barker-Hughesville Mining District Superfund Site Cascade and Judith Basin Counties, Montana | BARKER HUGHESVILLE MINING DISTRICT | MT6122307485 | N/A | N/A | MGOH | Data not provided | Alkaline Addition pre-treatment - Mg(OH)2 | Passive | Magnesium hydroxide Mg(OH)2 | Pre-treatment | Danny T adit water | Y | Pre-treatment | Batteries used to run metering pump, slurry mixer, and timer switch | Remote central Montana, southeast of Great Falls/no constraints noted | Pilot | June - September 2013 | Potassium | K, total | µg/L | N | N/A | 1 | 1 U | 50 | [9 empty] | Data not provided | Data not provided | Data not provided | Data not provided | Data not provided | Data not provided | Data not provided | Data not provided |  | Influent | 2.85 | 2.41 | mg/L | 21.72 | °C | Data not provided | N/A | Data not provided | N/A | 382.6 | mV | 2404 | µS/cm | 27.1 | %DO | Data not provided | Data not provided | Data not provided | Data not provided | Data not provided | Data not provided | Data not provided | Data not provided | Data not provided | Data not provided | Data not provided | Data not provided | Alkaline addition using a magnesium hydroxide (Mg(OH)2) solution. | Data not provided | Data not provided | U = under the detection limit.
Final Danny T Adit Treatability Study Year 1 Technical Memorandum, Barker-Hughesville Mining District Superfund Site Cascade and Judith Basin Counties, Montana | BARKER HUGHESVILLE MINING DISTRICT | MT6122307485 | N/A | N/A | MGOH | Data not provided | Alkaline Addition pre-treatment - Mg(OH)2 | Passive | Magnesium hydroxide Mg(OH)2 | Pre-treatment | Danny T adit water | Y | Pre-treatment | Batteries used to run metering pump, slurry mixer, and timer switch | Remote central Montana, southeast of Great Falls/no constraints noted | Pilot | June - September 2013 | Potassium | K, dissolved | µg/L | N | N/A | 1 | 1 U–1 | 0 - 50 | [9 empty] | Data not provided | Data not provided | Data not provided | Data not provided | Data not provided | Data not provided | Data not provided | Data not provided |  | Influent | 2.72–2.95 | 3.87–6.48 | mg/L | 15.19–25 | °C | Data not provided | N/A | Data not provided | N/A | 476.4–490.9 | mV | 1,332–2,610 | µS/cm | NA–43.7 | %DO | Data not provided | Data not provided | Data not provided | Data not provided | Data not provided | Data not provided | Data not provided | Data not provided | Data not provided | Data not provided | Data not provided | Data not provided | Alkaline addition using a magnesium hydroxide (Mg(OH)2) solution. | The number of sampling dates was reduced, resulting in less info to determine long-term treatment effectiveness. | Data not provided | U = under the detection limit.
Final Danny T Adit Treatability Study Year 1 Technical Memorandum, Barker-Hughesville Mining District Superfund Site Cascade and Judith Basin Counties, Montana | BARKER HUGHESVILLE MINING DISTRICT | MT6122307485 | N/A | N/A | MGOH | Data not provided | Alkaline Addition pre-treatment - Mg(OH)2 | Passive | Magnesium hydroxide Mg(OH)2 | Pre-treatment | Danny T adit water | Y | Pre-treatment | Batteries used to run metering pump, slurry mixer, and timer switch | Remote central Montana, southeast of Great Falls/no constraints noted | Pilot | June - September 2013 | Potassium | K, total | µg/L | N | N/A |  |  |  | 1 U | 1 U | Not Applicable | [6 empty] | Data not provided | Data not provided | Data not provided | Data not provided | Data not provided | Data not provided | Data not provided | Data not provided |  | Influent | 2.81 | 6.48 | mg/L | 25 | °C | Data not provided | N/A | Data not provided | N/A | 490.9 | mV | 2267 | µS/cm | None | N/A | Data not provided | Data not provided | Data not provided | Data not provided | Data not provided | Data not provided | Data not provided | Data not provided | Data not provided | Data not provided | Data not provided | Data not provided | Alkaline addition using a magnesium hydroxide (Mg(OH)2) solution. | Data not provided | Data not provided | U = under the detection limit.
Final Danny T Adit Treatability Study Year 1 Technical Memorandum, Barker-Hughesville Mining District Superfund Site Cascade and Judith Basin Counties, Montana | BARKER HUGHESVILLE MINING DISTRICT | MT6122307485 | N/A | N/A | MGOH | Data not provided | Alkaline Addition pre-treatment - Mg(OH)2 | Passive | Magnesium hydroxide Mg(OH)2 | Pre-treatment | Danny T adit water | Y | Pre-treatment | Batteries used to run metering pump, slurry mixer, and timer switch | Remote central Montana, southeast of Great Falls/no constraints noted | Pilot | June - September 2013 | Potassium | K, dissolved | µg/L | N | N/A |  |  |  | 1 U | 1 U | Not Applicable | [6 empty] | Data not provided | Data not provided | Data not provided | Data not provided | Data not provided | Data not provided | Data not provided | Data not provided |  | Influent | 2.8–2.85 | 2.19–2.41 | mg/L | 21.72–25.14 | °C | Data not provided | N/A | Data not provided | N/A | 382.6–492.7 | mV | 2,404–3,394 | µS/cm | 26–27.1 | %DO | Data not provided | Data not provided | Data not provided | Data not provided | Data not provided | Data not provided | Data not provided | Data not provided | Data not provided | Data not provided | Data not provided | Data not provided | Alkaline addition using a magnesium hydroxide (Mg(OH)2) solution. | The number of sampling dates was reduced, resulting in less info to determine long-term treatment effectiveness. | Data not provided | U = under the detection limit. A range of values is shown to reflect multiple days with the same influent.
Final Danny T Adit Treatability Study Year 1 Technical Memorandum, Barker-Hughesville Mining District Superfund Site Cascade and Judith Basin Counties, Montana | BARKER HUGHESVILLE MINING DISTRICT | MT6122307485 | N/A | N/A | MGOH | Data not provided | Alkaline Addition pre-treatment - Mg(OH)2 | Passive | Magnesium hydroxide Mg(OH)2 | Pre-treatment | Danny T adit water | Y | Pre-treatment | Batteries used to run metering pump, slurry mixer, and timer switch | Remote central Montana, southeast of Great Falls/no constraints noted | Pilot | June - September 2013 | Potassium | K, total | µg/L | N | N/A | [6 empty] | 1 U | 1–1 U | Not Applicable |  |  |  | Data not provided | Data not provided | Data not provided | Data not provided | Data not provided | Data not provided | Data not provided | Data not provided |  | Effluent | 5.54–5.94 | 3.17–3.95 | mg/L | 17.66–19.28 | °C | Data not provided | N/A | Data not provided | N/A | (-)15.6–114.1 | mV | 1,995–2,058 | µS/cm | NA–33.9 | %DO | Data not provided | Data not provided | Data not provided | Data not provided | Data not provided | Data not provided | Data not provided | Data not provided | Data not provided | Data not provided | Data not provided | Data not provided | Alkaline addition using a magnesium hydroxide (Mg(OH)2) solution. | Data not provided | Data not provided | U = under the detection limit. A range of values is shown to reflect multiple days with the same effluent
Final Danny T Adit Treatability Study Year 1 Technical Memorandum, Barker-Hughesville Mining District Superfund Site Cascade and Judith Basin Counties, Montana | BARKER HUGHESVILLE MINING DISTRICT | MT6122307485 | N/A | N/A | MGOH | Data not provided | Alkaline Addition pre-treatment - Mg(OH)2 | Passive | Magnesium hydroxide Mg(OH)2 | Pre-treatment | Danny T adit water | Y | Pre-treatment | Batteries used to run metering pump, slurry mixer, and timer switch | Remote central Montana, southeast of Great Falls/no constraints noted | Pilot | June - September 2013 | Potassium | K, dissolved | µg/L | N | N/A | [6 empty] | 1 | 1 | 0 |  |  |  | Data not provided | Data not provided | Data not provided | Data not provided | Data not provided | Data not provided | Data not provided | Data not provided |  | Effluent | 3.05–5.94 | 2.48–3.95 | mg/L | 13.16–19.28 | °C | Data not provided | N/A | Data not provided | N/A | (-)15.6–425 | mV | 1,995–2,404 | µS/cm | NA–28 | %DO | Data not provided | Data not provided | Data not provided | Data not provided | Data not provided | Data not provided | Data not provided | Data not provided | Data not provided | Data not provided | Data not provided | Data not provided | Alkaline addition using a magnesium hydroxide (Mg(OH)2) solution. | The number of sampling dates was reduced, resulting in less info to determine long-term treatment effectiveness. | Data not provided | U = under the detection limit. A range of values is shown to reflect multiple days with the same effluent
Final Danny T Adit Treatability Study Year 1 Technical Memorandum, Barker-Hughesville Mining District Superfund Site Cascade and Judith Basin Counties, Montana | BARKER HUGHESVILLE MINING DISTRICT | MT6122307485 | N/A | N/A | MGOH | Data not provided | Alkaline Addition pre-treatment - Mg(OH)2 | Passive | Magnesium hydroxide Mg(OH)2 | Pre-treatment | Danny T adit water | Y | Pre-treatment | Batteries used to run metering pump, slurry mixer, and timer switch | Remote central Montana, southeast of Great Falls/no constraints noted | Pilot | June - September 2013 | Potassium | K, total | µg/L | N | N/A | [9 empty] | 1 U | 1 U–1 | Not Applicable | Data not provided | Data not provided | Data not provided | Data not provided | Data not provided | Data not provided | Data not provided | Data not provided |  | Effluent | 5.54–5.94 | 3.17–3.95 | mg/L | 17.66–19.28 | °C | Data not provided | N/A | Data not provided | N/A | (-)15.6–114.1 | mV | 1,995–2,058 | µS/cm | NA–33.9 | %DO | Data not provided | Data not provided | Data not provided | Data not provided | Data not provided | Data not provided | Data not provided | Data not provided | Data not provided | Data not provided | Data not provided | Data not provided | Alkaline addition using a magnesium hydroxide (Mg(OH)2) solution. | Data not provided | Data not provided | U = under the detection limit. A range of values is shown to reflect multiple days with the same effluent
Final Danny T Adit Treatability Study Year 1 Technical Memorandum, Barker-Hughesville Mining District Superfund Site Cascade and Judith Basin Counties, Montana | BARKER HUGHESVILLE MINING DISTRICT | MT6122307485 | N/A | N/A | MGOH | Data not provided | Alkaline Addition pre-treatment - Mg(OH)2 | Passive | Magnesium hydroxide Mg(OH)2 | Pre-treatment | Danny T adit water | Y | Pre-treatment | Batteries used to run metering pump, slurry mixer, and timer switch | Remote central Montana, southeast of Great Falls/no constraints noted | Pilot | June - September 2013 | Potassium | K, dissolved | µg/L | N | N/A | [9 empty] | 1 U | 1 U–1 | Not Applicable | Data not provided | Data not provided | Data not provided | Data not provided | Data not provided | Data not provided | Data not provided | Data not provided |  | Effluent | 3.68–5.54 | 3.08–7.22 | mg/L | 16.5–20.33 | °C | Data not provided | N/A | Data not provided | N/A | 103.5–243.8 | mV | 1,930–3,022 | µS/cm | 33.9–74 | %DO | Data not provided | Data not provided | Data not provided | Data not provided | Data not provided | Data not provided | Data not provided | Data not provided | Data not provided | Data not provided | Data not provided | Data not provided | Alkaline addition using a magnesium hydroxide (Mg(OH)2) solution. | The number of sampling dates was reduced, resulting in less info to determine long-term treatment effectiveness. | Data not provided | U = under the detection limit. A range of values is shown to reflect multiple days with the same effluent
Final Danny T Adit Treatability Study Year 1 Technical Memorandum, Barker-Hughesville Mining District Superfund Site Cascade and Judith Basin Counties, Montana | BARKER HUGHESVILLE MINING DISTRICT | MT6122307485 | N/A | N/A | SAPS | Data not provided | Successive alkalinity producing system (SAPS) pre-treatment | Passive | Successive alkalinity producing system (SAPS) | Pre-treatment | Danny T adit water | Y | Pre-treatment | Batteries used to run metering pump, slurry mixer, and timer switch | Remote central Montana, southeast of Great Falls/no constraints noted | Pilot | June - September 2013 | Potassium | K, total | µg/L | N | N/A | 1 | 1 U | 50 | [9 empty] | Data not provided | Data not provided | Data not provided | Data not provided | Data not provided | Data not provided | Data not provided | Data not provided |  | Influent | 2.85 | 2.41 | mg/L | 21.72 | °C | Data not provided | N/A | Data not provided | N/A | 382.6 | mV | 2404 | µS/cm | 27.1 | %DO | Data not provided | Data not provided | Data not provided | Data not provided | Data not provided | Data not provided | Data not provided | Data not provided | Data not provided | Data not provided | Data not provided | Data not provided | Pre-treatment substrate of limestone gravel overlain by a manure and compost layer. | Data not provided | Data not provided | U = under the detection limit
Final Danny T Adit Treatability Study Year 1 Technical Memorandum, Barker-Hughesville Mining District Superfund Site Cascade and Judith Basin Counties, Montana | BARKER HUGHESVILLE MINING DISTRICT | MT6122307485 | N/A | N/A | SAPS | Data not provided | Successive alkalinity producing system (SAPS) pre-treatment | Passive | Successive alkalinity producing system (SAPS) | Pre-treatment | Danny T adit water | Y | Pre-treatment | Batteries used to run metering pump, slurry mixer, and timer switch | Remote central Montana, southeast of Great Falls/no constraints noted | Pilot | June - September 2013 | Potassium | K, dissolved | µg/L | N | N/A | 1 | 1.0–38.0 | (-)3700 - 0 | [9 empty] | Data not provided | Data not provided | Data not provided | Data not provided | Data not provided | Data not provided | Data not provided | Data not provided |  | Influent | 2.72–2.95 | 3.87–6.48 | mg/L | 15.19–25 | °C | Data not provided | N/A | Data not provided | N/A | 476.4–490.9 | mV | 1,332–2,610 | µS/cm | NA–43.7 | %DO | Data not provided | Data not provided | Data not provided | Data not provided | Data not provided | Data not provided | Data not provided | Data not provided | Data not provided | Data not provided | Data not provided | Data not provided | Pre-treatment substrate of limestone gravel overlain by a manure and compost layer. | The number of sampling dates was reduced, resulting in less info to determine long-term treatment effectiveness. | Data not provided | A range of values is shown to reflect multiple days with the same influent.
Final Danny T Adit Treatability Study Year 1 Technical Memorandum, Barker-Hughesville Mining District Superfund Site Cascade and Judith Basin Counties, Montana | BARKER HUGHESVILLE MINING DISTRICT | MT6122307485 | N/A | N/A | SAPS | Data not provided | Successive alkalinity producing system (SAPS) pre-treatment | Passive | Successive alkalinity producing system (SAPS) | Pre-treatment | Danny T adit water | Y | Pre-treatment | Batteries used to run metering pump, slurry mixer, and timer switch | Remote central Montana, southeast of Great Falls/no constraints noted | Pilot | June - September 2013 | Potassium | K, total | µg/L | N | N/A |  |  |  | 1 U | 38 | Not Applicable | [6 empty] | Data not provided | Data not provided | Data not provided | Data not provided | Data not provided | Data not provided | Data not provided | Data not provided |  | Influent | 2.81 | 6.48 | mg/L | 25 | °C | Data not provided | N/A | Data not provided | N/A | 490.9 | mV | 2267 | µS/cm | None | N/A | Data not provided | Data not provided | Data not provided | Data not provided | Data not provided | Data not provided | Data not provided | Data not provided | Data not provided | Data not provided | Data not provided | Data not provided | Pre-treatment substrate of limestone gravel overlain by a manure and compost layer. | Data not provided | Data not provided | U = under the detection limit.
Final Danny T Adit Treatability Study Year 1 Technical Memorandum, Barker-Hughesville Mining District Superfund Site Cascade and Judith Basin Counties, Montana | BARKER HUGHESVILLE MINING DISTRICT | MT6122307485 | N/A | N/A | SAPS | Data not provided | Successive alkalinity producing system (SAPS) pre-treatment | Passive | Successive alkalinity producing system (SAPS) | Pre-treatment | Danny T adit water | Y | Pre-treatment | Batteries used to run metering pump, slurry mixer, and timer switch | Remote central Montana, southeast of Great Falls/no constraints noted | Pilot | June - September 2013 | Potassium | K, dissolved | µg/L | N | N/A |  |  |  | 1 U | 1 U | Not Applicable | [6 empty] | Data not provided | Data not provided | Data not provided | Data not provided | Data not provided | Data not provided | Data not provided | Data not provided |  | Influent | 2.8–2.85 | 2.19–2.41 | mg/L | 21.72–25.14 | °C | Data not provided | N/A | Data not provided | N/A | 382.6–492.7 | mV | 2,404–3,394 | µS/cm | 26–27.1 | %DO | Data not provided | Data not provided | Data not provided | Data not provided | Data not provided | Data not provided | Data not provided | Data not provided | Data not provided | Data not provided | Data not provided | Data not provided | Pre-treatment substrate of limestone gravel overlain by a manure and compost layer. | The number of sampling dates was reduced, resulting in less info to determine long-term treatment effectiveness. | Data not provided | U = under the detection limit. A range of values is shown to reflect multiple days with the same influent.
Final Danny T Adit Treatability Study Year 1 Technical Memorandum, Barker-Hughesville Mining District Superfund Site Cascade and Judith Basin Counties, Montana | BARKER HUGHESVILLE MINING DISTRICT | MT6122307485 | N/A | N/A | SAPS | Data not provided | Successive alkalinity producing system (SAPS) pre-treatment | Passive | Successive alkalinity producing system (SAPS) | Pre-treatment | Danny T adit water | Y | Pre-treatment | Batteries used to run metering pump, slurry mixer, and timer switch | Remote central Montana, southeast of Great Falls/no constraints noted | Pilot | June - September 2013 | Potassium | K, total | µg/L | N | N/A | [6 empty] | 38 | 1 U | Not Applicable |  |  |  | Data not provided | Data not provided | Data not provided | Data not provided | Data not provided | Data not provided | Data not provided | Data not provided |  | Effluent | 6.38 | 0.09 | mg/L | 21.97 | °C | Data not provided | N/A | Data not provided | N/A | -157.6 | mV | 2434 | µS/cm | None | N/A | Data not provided | Data not provided | Data not provided | Data not provided | Data not provided | Data not provided | Data not provided | Data not provided | Data not provided | Data not provided | Data not provided | Data not provided | Pre-treatment substrate of limestone gravel overlain by a manure and compost layer. | Data not provided | Data not provided | U = under the detection limit.
Final Danny T Adit Treatability Study Year 1 Technical Memorandum, Barker-Hughesville Mining District Superfund Site Cascade and Judith Basin Counties, Montana | BARKER HUGHESVILLE MINING DISTRICT | MT6122307485 | N/A | N/A | SAPS | Data not provided | Successive alkalinity producing system (SAPS) pre-treatment | Passive | Successive alkalinity producing system (SAPS) | Pre-treatment | Danny T adit water | Y | Pre-treatment | Batteries used to run metering pump, slurry mixer, and timer switch | Remote central Montana, southeast of Great Falls/no constraints noted | Pilot | June - September 2013 | Potassium | K, dissolved | µg/L | N | N/A | [6 empty] | 38 | 1 | -3700 |  |  |  | Data not provided | Data not provided | Data not provided | Data not provided | Data not provided | Data not provided | Data not provided | Data not provided |  | Effluent | 6.38 | 0.09 | mg/L | 21.97 | °C | Data not provided | N/A | Data not provided | N/A | -157.6 | mV | 2434 | µS/cm | None | N/A | Data not provided | Data not provided | Data not provided | Data not provided | Data not provided | Data not provided | Data not provided | Data not provided | Data not provided | Data not provided | Data not provided | Data not provided | Pre-treatment substrate of limestone gravel overlain by a manure and compost layer. | The number of sampling dates was reduced, resulting in less info to determine long-term treatment effectiveness. | Data not provided
Final Danny T Adit Treatability Study Year 1 Technical Memorandum, Barker-Hughesville Mining District Superfund Site Cascade and Judith Basin Counties, Montana | BARKER HUGHESVILLE MINING DISTRICT | MT6122307485 | N/A | N/A | SAPS | Data not provided | Successive alkalinity producing system (SAPS) pre-treatment | Passive | Successive alkalinity producing system (SAPS) | Pre-treatment | Danny T adit water | Y | Pre-treatment | Batteries used to run metering pump, slurry mixer, and timer switch | Remote central Montana, southeast of Great Falls/no constraints noted | Pilot | June - September 2013 | Potassium | K, total | µg/L | N | N/A | [9 empty] | 1 U | 1 | 50 | Data not provided | Data not provided | Data not provided | Data not provided | Data not provided | Data not provided | Data not provided | Data not provided |  | Effluent | 5.22 | 1.58 | mg/L | 17.74 | °C | Data not provided | N/A | Data not provided | N/A | 132.8 | mV | 2091 | µS/cm | 15.8 | %DO | Data not provided | Data not provided | Data not provided | Data not provided | Data not provided | Data not provided | Data not provided | Data not provided | Data not provided | Data not provided | Data not provided | Data not provided | Pre-treatment substrate of limestone gravel overlain by a manure and compost layer. | Data not provided | Data not provided | U = under the detection limit.
Final Danny T Adit Treatability Study Year 1 Technical Memorandum, Barker-Hughesville Mining District Superfund Site Cascade and Judith Basin Counties, Montana | BARKER HUGHESVILLE MINING DISTRICT | MT6122307485 | N/A | N/A | SAPS | Data not provided | Successive alkalinity producing system (SAPS) pre-treatment | Passive | Successive alkalinity producing system (SAPS) | Pre-treatment | Danny T adit water | Y | Pre-treatment | Batteries used to run metering pump, slurry mixer, and timer switch | Remote central Montana, southeast of Great Falls/no constraints noted | Pilot | June - September 2013 | Potassium | K, dissolved | µg/L | N | N/A | [9 empty] | 1 U | 1 U | Not Applicable | Data not provided | Data not provided | Data not provided | Data not provided | Data not provided | Data not provided | Data not provided | Data not provided |  | Effluent | 5.22–5.54 | 1.58–4.14 | mg/L | 17.27–17.74 | °C | Data not provided | N/A | Data not provided | N/A | 132.8–135.2 | mV | 2,091–3,011 | µS/cm | 15.8–42.6 | %DO | Data not provided | Data not provided | Data not provided | Data not provided | Data not provided | Data not provided | Data not provided | Data not provided | Data not provided | Data not provided | Data not provided | Data not provided | Pre-treatment substrate of limestone gravel overlain by a manure and compost layer. | The number of sampling dates was reduced, resulting in less info to determine long-term treatment effectiveness. | Data not provided | U = under the detection limit. A range of values is shown to reflect multiple days with effluent below the detection limit.
Final Danny T Adit Treatability Study Year 1 Technical Memorandum, Barker-Hughesville Mining District Superfund Site Cascade and Judith Basin Counties, Montana | BARKER HUGHESVILLE MINING DISTRICT | MT6122307485 | N/A | N/A | BCR1 | Data not provided | Biochemical reactor (BCR) without pre-treatment (BCR1) | Passive | Biochemical reactor (BCR) | No pre-treatment | Danny T adit water | N | BCR without pre-treatment | Batteries used to run metering pump, slurry mixer, and timer switch | Remote central Montana, southeast of Great Falls/no constraints noted | Pilot | June - September 2013 | Magnesium | Mg, total | µg/L | N | N/A | 24 | 163 | -579.1667 | [9 empty] | Data not provided | Data not provided | Data not provided | Data not provided | Data not provided | Data not provided | Data not provided | Data not provided |  | Influent | 2.81 | 6.48 | mg/L | 25 | °C | Data not provided | N/A | Data not provided | N/A | 490.9 | mV | 2267 | µS/cm | None | N/A | Data not provided | Data not provided | Data not provided | Data not provided | Data not provided | Data not provided | Data not provided | Data not provided | Data not provided | Data not provided | Results support the need for pretreatment of high acidity MIW ahead of the BCR. | Data not provided | Substrate: sawdust, wood chips, compost, dairy manure and limestone chips. BCR substrate composition was modified due to a shortage of available manure and limestone. The shortage of manure and limestone may have had a negative impact on treatment effectiveness in the BCRs. | Data not provided | Data not provided
Final Danny T Adit Treatability Study Year 1 Technical Memorandum, Barker-Hughesville Mining District Superfund Site Cascade and Judith Basin Counties, Montana | BARKER HUGHESVILLE MINING DISTRICT | MT6122307485 | N/A | N/A | BCR1 | Data not provided | Biochemical reactor (BCR) without pre-treatment (BCR1) | Passive | Biochemical reactor (BCR) | No pre-treatment | Danny T adit water | N | BCR without pre-treatment | Batteries used to run metering pump, slurry mixer, and timer switch | Remote central Montana, southeast of Great Falls/no constraints noted | Pilot | June - September 2013 | Magnesium | Mg, dissolved | µg/L | N | N/A | 25 | 40 | -60 | [9 empty] | Data not provided | Data not provided | Data not provided | Data not provided | Data not provided | Data not provided | Data not provided | Data not provided |  | Influent | 2.93 | 3.87 | mg/L | 15.19 | °C | Data not provided | N/A | Data not provided | N/A | 476.4 | mV | 1332 | µS/cm | None | N/A | Data not provided | Data not provided | Data not provided | Data not provided | Data not provided | Data not provided | Data not provided | Data not provided | Data not provided | Data not provided | Results support the need for pretreatment of high acidity MIW ahead of the BCR. | Data not provided | Substrate: sawdust, wood chips, compost, dairy manure and limestone chips. BCR substrate composition was modified due to a shortage of available manure and limestone. The shortage of manure and limestone may have had a negative impact on treatment effectiveness in the BCRs. | The number of sampling dates was reduced, resulting in less info to determine long-term treatment effectiveness. | Total metals data set is limited to only two sampling events.
Final Danny T Adit Treatability Study Year 1 Technical Memorandum, Barker-Hughesville Mining District Superfund Site Cascade and Judith Basin Counties, Montana | BARKER HUGHESVILLE MINING DISTRICT | MT6122307485 | N/A | N/A | BCR1 | Data not provided | Biochemical reactor (BCR) without pre-treatment (BCR1) | Passive | Biochemical reactor (BCR) | No pre-treatment | Danny T adit water | N | BCR without pre-treatment | Batteries used to run metering pump, slurry mixer, and timer switch | Remote central Montana, southeast of Great Falls/no constraints noted | Pilot | June - September 2013 | Magnesium | Mg, total | µg/L | N | N/A |  |  |  | 22 | 21 | 4.5455 | [6 empty] | Data not provided | Data not provided | Data not provided | Data not provided | Data not provided | Data not provided | Data not provided | Data not provided |  | Influent | 2.85 | 2.41 | mg/L | 21.72 | °C | Data not provided | N/A | Data not provided | N/A | 382.6 | mV | 2404 | µS/cm | 27.1 | %DO | Data not provided | Data not provided | Data not provided | Data not provided | Data not provided | Data not provided | Data not provided | Data not provided | Data not provided | Data not provided | Results support the need for pretreatment of high acidity MIW ahead of the BCR. | Data not provided | Substrate: sawdust, wood chips, compost, dairy manure and limestone chips. BCR substrate composition was modified due to a shortage of available manure and limestone. The shortage of manure and limestone may have had a negative impact on treatment effectiveness in the BCRs. | Data not provided | Data not provided
Final Danny T Adit Treatability Study Year 1 Technical Memorandum, Barker-Hughesville Mining District Superfund Site Cascade and Judith Basin Counties, Montana | BARKER HUGHESVILLE MINING DISTRICT | MT6122307485 | N/A | N/A | BCR1 | Data not provided | Biochemical reactor (BCR) without pre-treatment (BCR1) | Passive | Biochemical reactor (BCR) | No pre-treatment | Danny T adit water | N | BCR without pre-treatment | Batteries used to run metering pump, slurry mixer, and timer switch | Remote central Montana, southeast of Great Falls/no constraints noted | Pilot | June - September 2013 | Magnesium | Mg, dissolved | µg/L | N | N/A |  |  |  | 20 | 22 | -10 | [6 empty] | Data not provided | Data not provided | Data not provided | Data not provided | Data not provided | Data not provided | Data not provided | Data not provided |  | Influent | 2.8–2.94 | NA–2.19 | mg/L | 16.34–25.14 | °C | Data not provided | N/A | Data not provided | N/A | 477.4–492.7 | mV | 2,610–3,394 | µS/cm | 26–42.4 | %DO | Data not provided | Data not provided | Data not provided | Data not provided | Data not provided | Data not provided | Data not provided | Data not provided | Data not provided | Data not provided | Results support the need for pretreatment of high acidity MIW ahead of the BCR. | Data not provided | Substrate: sawdust, wood chips, compost, dairy manure and limestone chips. BCR substrate composition was modified due to a shortage of available manure and limestone. The shortage of manure and limestone may have had a negative impact on treatment effectiveness in the BCRs. | The number of sampling dates was reduced, resulting in less info to determine long-term treatment effectiveness. | Total metals data set is limited to only two sampling events. | A range of values is shown to reflect more than one day with the same influent.
Final Danny T Adit Treatability Study Year 1 Technical Memorandum, Barker-Hughesville Mining District Superfund Site Cascade and Judith Basin Counties, Montana | BARKER HUGHESVILLE MINING DISTRICT | MT6122307485 | N/A | N/A | BCR1 | Data not provided | Biochemical reactor (BCR) without pre-treatment (BCR1) | Passive | Biochemical reactor (BCR) | No pre-treatment | Danny T adit water | N | BCR without pre-treatment | Batteries used to run metering pump, slurry mixer, and timer switch | Remote central Montana, southeast of Great Falls/no constraints noted | Pilot | June - September 2013 | Magnesium | Mg, total | µg/L | N | N/A | [6 empty] | 163 | 24 | -579.1667 |  |  |  | Data not provided | Data not provided | Data not provided | Data not provided | Data not provided | Data not provided | Data not provided | Data not provided |  | Effluent | 6.07 | 0.02 | mg/L | 20.6 | °C | Data not provided | N/A | Data not provided | N/A | -163 | mV | 3505 | µS/cm | None | N/A | Data not provided | Data not provided | Data not provided | Data not provided | Data not provided | Data not provided | Data not provided | Data not provided | Data not provided | Data not provided | Results support the need for pretreatment of high acidity MIW ahead of the BCR. | Data not provided | Substrate: sawdust, wood chips, compost, dairy manure and limestone chips. BCR substrate composition was modified due to a shortage of available manure and limestone. The shortage of manure and limestone may have had a negative impact on treatment effectiveness in the BCRs. | Data not provided | Data not provided
Final Danny T Adit Treatability Study Year 1 Technical Memorandum, Barker-Hughesville Mining District Superfund Site Cascade and Judith Basin Counties, Montana | BARKER HUGHESVILLE MINING DISTRICT | MT6122307485 | N/A | N/A | BCR1 | Data not provided | Biochemical reactor (BCR) without pre-treatment (BCR1) | Passive | Biochemical reactor (BCR) | No pre-treatment | Danny T adit water | N | BCR without pre-treatment | Batteries used to run metering pump, slurry mixer, and timer switch | Remote central Montana, southeast of Great Falls/no constraints noted | Pilot | June - September 2013 | Magnesium | Mg, dissolved | µg/L | N | N/A | [6 empty] | 162 | 24 | -575 |  |  |  | Data not provided | Data not provided | Data not provided | Data not provided | Data not provided | Data not provided | Data not provided | Data not provided |  | Effluent | 6.07 | 0.02 | mg/L | 20.6 | °C | Data not provided | N/A | Data not provided | N/A | -163 | mV | 3505 | µS/cm | None | N/A | Data not provided | Data not provided | Data not provided | Data not provided | Data not provided | Data not provided | Data not provided | Data not provided | Data not provided | Data not provided | Results support the need for pretreatment of high acidity MIW ahead of the BCR. | Data not provided | Substrate: sawdust, wood chips, compost, dairy manure and limestone chips. BCR substrate composition was modified due to a shortage of available manure and limestone. The shortage of manure and limestone may have had a negative impact on treatment effectiveness in the BCRs. | The number of sampling dates was reduced, resulting in less info to determine long-term treatment effectiveness. | Total metals data set is limited to only two sampling events.
Final Danny T Adit Treatability Study Year 1 Technical Memorandum, Barker-Hughesville Mining District Superfund Site Cascade and Judith Basin Counties, Montana | BARKER HUGHESVILLE MINING DISTRICT | MT6122307485 | N/A | N/A | BCR1 | Data not provided | Biochemical reactor (BCR) without pre-treatment (BCR1) | Passive | Biochemical reactor (BCR) | No pre-treatment | Danny T adit water | N | BCR without pre-treatment | Batteries used to run metering pump, slurry mixer, and timer switch | Remote central Montana, southeast of Great Falls/no constraints noted | Pilot | June - September 2013 | Magnesium | Mg, total | µg/L | N | N/A | [9 empty] | 21 | 22 | 4.5455 | Data not provided | Data not provided | Data not provided | Data not provided | Data not provided | Data not provided | Data not provided | Data not provided |  | Effluent | 5.91 | 1.5 | mg/L | 17.95 | °C | Data not provided | N/A | Data not provided | N/A | -46.6 | mV | 2190 | µS/cm | 15.9 | %DO | Data not provided | Data not provided | Data not provided | Data not provided | Data not provided | Data not provided | Data not provided | Data not provided | Data not provided | Data not provided | Results support the need for pretreatment of high acidity MIW ahead of the BCR. | Data not provided | Substrate: sawdust, wood chips, compost, dairy manure and limestone chips. BCR substrate composition was modified due to a shortage of available manure and limestone. The shortage of manure and limestone may have had a negative impact on treatment effectiveness in the BCRs. | Data not provided | Data not provided
Final Danny T Adit Treatability Study Year 1 Technical Memorandum, Barker-Hughesville Mining District Superfund Site Cascade and Judith Basin Counties, Montana | BARKER HUGHESVILLE MINING DISTRICT | MT6122307485 | N/A | N/A | BCR1 | Data not provided | Biochemical reactor (BCR) without pre-treatment (BCR1) | Passive | Biochemical reactor (BCR) | No pre-treatment | Danny T adit water | N | BCR without pre-treatment | Batteries used to run metering pump, slurry mixer, and timer switch | Remote central Montana, southeast of Great Falls/no constraints noted | Pilot | June - September 2013 | Magnesium | Mg, dissolved | µg/L | N | N/A | [9 empty] | 22 | 20 | -10 | Data not provided | Data not provided | Data not provided | Data not provided | Data not provided | Data not provided | Data not provided | Data not provided |  | Effluent | 5.67–5.7 | 1.33–2.31 | mg/L | 14.95–19.52 | °C | Data not provided | N/A | Data not provided | N/A | 57.6–77.2 | mV | 2,424–3,034 | µS/cm | 13.6–23 | %DO | Data not provided | Data not provided | Data not provided | Data not provided | Data not provided | Data not provided | Data not provided | Data not provided | Data not provided | Data not provided | Results support the need for pretreatment of high acidity MIW ahead of the BCR. | Data not provided | Substrate: sawdust, wood chips, compost, dairy manure and limestone chips. BCR substrate composition was modified due to a shortage of available manure and limestone. The shortage of manure and limestone may have had a negative impact on treatment effectiveness in the BCRs. | The number of sampling dates was reduced, resulting in less info to determine long-term treatment effectiveness. | Total metals data set is limited to only two sampling events. | A range of values is shown to reflect more that one day with the same effluent.
Final Danny T Adit Treatability Study Year 1 Technical Memorandum, Barker-Hughesville Mining District Superfund Site Cascade and Judith Basin Counties, Montana | BARKER HUGHESVILLE MINING DISTRICT | MT6122307485 | N/A | N/A | BCR2 | Data not provided | Biochemical reactor (BCR) with SAPS pre-treatment (BCR2) | Passive | Biochemical reactor (BCR) | Pre-treatment | Danny T adit water | Y | BCR with pre-treatment | Batteries used to run metering pump, slurry mixer, and timer switch | Remote central Montana, southeast of Great Falls/no constraints noted | Pilot | June - September 2013 | Magnesium | Mg, total | µg/L | N | N/A | 24 | 243 | -912.5 | [9 empty] | Data not provided | Data not provided | Data not provided | Data not provided | Data not provided | Data not provided | Data not provided | Data not provided |  | Influent | 2.81 | 6.48 | mg/L | 25 | °C | Data not provided | N/A | Data not provided | N/A | 490.9 | mV | 2267 | µS/cm | None | N/A | Data not provided | Data not provided | Data not provided | Data not provided | Data not provided | Data not provided | Data not provided | Data not provided | Data not provided | Data not provided | Data not provided | Data not provided | Substrate: sawdust, wood chips, compost, dairy manure and limestone chips. BCR substrate composition was modified due to a shortage of available manure and limestone. The shortage of manure and limestone may have had a negative impact on treatment effectiveness in the BCRs. | Data not provided | Data not provided
Final Danny T Adit Treatability Study Year 1 Technical Memorandum, Barker-Hughesville Mining District Superfund Site Cascade and Judith Basin Counties, Montana | BARKER HUGHESVILLE MINING DISTRICT | MT6122307485 | N/A | N/A | BCR2 | Data not provided | Biochemical reactor (BCR) with SAPS pre-treatment (BCR2) | Passive | Biochemical reactor (BCR) | Pre-treatment | Danny T adit water | Y | BCR with pre-treatment | Batteries used to run metering pump, slurry mixer, and timer switch | Remote central Montana, southeast of Great Falls/no constraints noted | Pilot | June - September 2013 | Magnesium | Mg, dissolved | µg/L | N | N/A | 25 | 48 | -92 | [9 empty] | Data not provided | Data not provided | Data not provided | Data not provided | Data not provided | Data not provided | Data not provided | Data not provided |  | Influent | 2.93 | 3.87 | mg/L | 15.19 | °C | Data not provided | N/A | Data not provided | N/A | 476.4 | mV | 1332 | µS/cm | None | N/A | Data not provided | Data not provided | Data not provided | Data not provided | Data not provided | Data not provided | Data not provided | Data not provided | Data not provided | Data not provided | Data not provided | Data not provided | Substrate: sawdust, wood chips, compost, dairy manure and limestone chips. BCR substrate composition was modified due to a shortage of available manure and limestone. The shortage of manure and limestone may have had a negative impact on treatment effectiveness in the BCRs. | The number of sampling dates was reduced, resulting in less info to determine long-term treatment effectiveness. | Total metals data set is limited to only two sampling events.
Final Danny T Adit Treatability Study Year 1 Technical Memorandum, Barker-Hughesville Mining District Superfund Site Cascade and Judith Basin Counties, Montana | BARKER HUGHESVILLE MINING DISTRICT | MT6122307485 | N/A | N/A | BCR2 | Data not provided | Biochemical reactor (BCR) with SAPS pre-treatment (BCR2) | Passive | Biochemical reactor (BCR) | Pre-treatment | Danny T adit water | Y | BCR with pre-treatment | Batteries used to run metering pump, slurry mixer, and timer switch | Remote central Montana, southeast of Great Falls/no constraints noted | Pilot | June - September 2013 | Magnesium | Mg, total | µg/L | N | N/A |  |  |  | 22 | 22 | 0 | [6 empty] | Data not provided | Data not provided | Data not provided | Data not provided | Data not provided | Data not provided | Data not provided | Data not provided |  | Influent | 2.85 | 2.41 | mg/L | 21.72 | °C | Data not provided | N/A | Data not provided | N/A | 382.6 | mV | 2404 | µS/cm | 27.1 | %DO | Data not provided | Data not provided | Data not provided | Data not provided | Data not provided | Data not provided | Data not provided | Data not provided | Data not provided | Data not provided | Data not provided | Data not provided | Substrate: sawdust, wood chips, compost, dairy manure and limestone chips. BCR substrate composition was modified due to a shortage of available manure and limestone. The shortage of manure and limestone may have had a negative impact on treatment effectiveness in the BCRs. | Data not provided | Data not provided
Final Danny T Adit Treatability Study Year 1 Technical Memorandum, Barker-Hughesville Mining District Superfund Site Cascade and Judith Basin Counties, Montana | BARKER HUGHESVILLE MINING DISTRICT | MT6122307485 | N/A | N/A | BCR2 | Data not provided | Biochemical reactor (BCR) with SAPS pre-treatment (BCR2) | Passive | Biochemical reactor (BCR) | Pre-treatment | Danny T adit water | Y | BCR with pre-treatment | Batteries used to run metering pump, slurry mixer, and timer switch | Remote central Montana, southeast of Great Falls/no constraints noted | Pilot | June - September 2013 | Magnesium | Mg, dissolved | µg/L | N | N/A |  |  |  | 20 | 22 | -10 | [6 empty] | Data not provided | Data not provided | Data not provided | Data not provided | Data not provided | Data not provided | Data not provided | Data not provided |  | Influent | 2.8–2.94 | NA–2.19 | mg/L | 16.34–25.14 | °C | Data not provided | N/A | Data not provided | N/A | 477.4–492.7 | mV | 2,610–3,394 | µS/cm | 26–42.4 | %DO | Data not provided | Data not provided | Data not provided | Data not provided | Data not provided | Data not provided | Data not provided | Data not provided | Data not provided | Data not provided | Data not provided | Data not provided | Substrate: sawdust, wood chips, compost, dairy manure and limestone chips. BCR substrate composition was modified due to a shortage of available manure and limestone. The shortage of manure and limestone may have had a negative impact on treatment effectiveness in the BCRs. | The number of sampling dates was reduced, resulting in less info to determine long-term treatment effectiveness. | Total metals data set is limited to only two sampling events. | A range of values is shown to reflect more than one day with the same influent.
Final Danny T Adit Treatability Study Year 1 Technical Memorandum, Barker-Hughesville Mining District Superfund Site Cascade and Judith Basin Counties, Montana | BARKER HUGHESVILLE MINING DISTRICT | MT6122307485 | N/A | N/A | BCR2 | Data not provided | Biochemical reactor (BCR) with SAPS pre-treatment (BCR2) | Passive | Biochemical reactor (BCR) | Pre-treatment | Danny T adit water | Y | BCR with pre-treatment | Batteries used to run metering pump, slurry mixer, and timer switch | Remote central Montana, southeast of Great Falls/no constraints noted | Pilot | June - September 2013 | Magnesium | Mg, total | µg/L | N | N/A | [6 empty] | 243 | 24 | -912.5 |  |  |  | Data not provided | Data not provided | Data not provided | Data not provided | Data not provided | Data not provided | Data not provided | Data not provided |  | Effluent | 6.29 | 0.05 | mg/L | 20.2 | °C | Data not provided | N/A | Data not provided | N/A | -153.8 | mV | 4954 | µS/cm | None | N/A | Data not provided | Data not provided | Data not provided | Data not provided | Data not provided | Data not provided | Data not provided | Data not provided | Data not provided | Data not provided | Data not provided | Data not provided | Substrate: sawdust, wood chips, compost, dairy manure and limestone chips. BCR substrate composition was modified due to a shortage of available manure and limestone. The shortage of manure and limestone may have had a negative impact on treatment effectiveness in the BCRs. | Data not provided | Data not provided
Final Danny T Adit Treatability Study Year 1 Technical Memorandum, Barker-Hughesville Mining District Superfund Site Cascade and Judith Basin Counties, Montana | BARKER HUGHESVILLE MINING DISTRICT | MT6122307485 | N/A | N/A | BCR2 | Data not provided | Biochemical reactor (BCR) with SAPS pre-treatment (BCR2) | Passive | Biochemical reactor (BCR) | Pre-treatment | Danny T adit water | Y | BCR with pre-treatment | Batteries used to run metering pump, slurry mixer, and timer switch | Remote central Montana, southeast of Great Falls/no constraints noted | Pilot | June - September 2013 | Magnesium | Mg, dissolved | µg/L | N | N/A | [6 empty] | 246 | 24 | -925 |  |  |  | Data not provided | Data not provided | Data not provided | Data not provided | Data not provided | Data not provided | Data not provided | Data not provided |  | Effluent | 6.29 | 0.05 | mg/L | 20.2 | °C | Data not provided | N/A | Data not provided | N/A | -153.8 | mV | 4954 | µS/cm | None | N/A | Data not provided | Data not provided | Data not provided | Data not provided | Data not provided | Data not provided | Data not provided | Data not provided | Data not provided | Data not provided | Data not provided | Data not provided | Substrate: sawdust, wood chips, compost, dairy manure and limestone chips. BCR substrate composition was modified due to a shortage of available manure and limestone. The shortage of manure and limestone may have had a negative impact on treatment effectiveness in the BCRs. | The number of sampling dates was reduced, resulting in less info to determine long-term treatment effectiveness. | Total metals data set is limited to only two sampling events.
Final Danny T Adit Treatability Study Year 1 Technical Memorandum, Barker-Hughesville Mining District Superfund Site Cascade and Judith Basin Counties, Montana | BARKER HUGHESVILLE MINING DISTRICT | MT6122307485 | N/A | N/A | BCR2 | Data not provided | Biochemical reactor (BCR) with SAPS pre-treatment (BCR2) | Passive | Biochemical reactor (BCR) | Pre-treatment | Danny T adit water | Y | BCR with pre-treatment | Batteries used to run metering pump, slurry mixer, and timer switch | Remote central Montana, southeast of Great Falls/no constraints noted | Pilot | June - September 2013 | Magnesium | Mg, total | µg/L | N | N/A | [9 empty] | 22 | 21 | -4.7619 | Data not provided | Data not provided | Data not provided | Data not provided | Data not provided | Data not provided | Data not provided | Data not provided |  | Effluent | 6.16 | 1.67 | mg/L | 17.67 | °C | Data not provided | N/A | Data not provided | N/A | -28 | mV | 2187 | µS/cm | 17.8 | %DO | Data not provided | Data not provided | Data not provided | Data not provided | Data not provided | Data not provided | Data not provided | Data not provided | Data not provided | Data not provided | Data not provided | Data not provided | Substrate: sawdust, wood chips, compost, dairy manure and limestone chips. BCR substrate composition was modified due to a shortage of available manure and limestone. The shortage of manure and limestone may have had a negative impact on treatment effectiveness in the BCRs. | Data not provided | Data not provided
Final Danny T Adit Treatability Study Year 1 Technical Memorandum, Barker-Hughesville Mining District Superfund Site Cascade and Judith Basin Counties, Montana | BARKER HUGHESVILLE MINING DISTRICT | MT6122307485 | N/A | N/A | BCR2 | Data not provided | Biochemical reactor (BCR) with SAPS pre-treatment (BCR2) | Passive | Biochemical reactor (BCR) | Pre-treatment | Danny T adit water | Y | BCR with pre-treatment | Batteries used to run metering pump, slurry mixer, and timer switch | Remote central Montana, southeast of Great Falls/no constraints noted | Pilot | June - September 2013 | Magnesium | Mg, dissolved | µg/L | N | N/A | [9 empty] | 22 | 20–22 | (-)10 - 0 | Data not provided | Data not provided | Data not provided | Data not provided | Data not provided | Data not provided | Data not provided | Data not provided |  | Effluent | 6.02–6.26 | 1.62–8.52 | mg/L | 14.75–18.4 | °C | Data not provided | N/A | Data not provided | N/A | (-)28–19.4 | mV | 2,187–3,224 | µS/cm | 16.4–92.1 | %DO | Data not provided | Data not provided | Data not provided | Data not provided | Data not provided | Data not provided | Data not provided | Data not provided | Data not provided | Data not provided | Data not provided | Data not provided | Substrate: sawdust, wood chips, compost, dairy manure and limestone chips. BCR substrate composition was modified due to a shortage of available manure and limestone. The shortage of manure and limestone may have had a negative impact on treatment effectiveness in the BCRs. | The number of sampling dates was reduced, resulting in less info to determine long-term treatment effectiveness. | Total metals data set is limited to only two sampling events. | A range of values is shown to reflect more than one day with the same effluent.
Final Danny T Adit Treatability Study Year 1 Technical Memorandum, Barker-Hughesville Mining District Superfund Site Cascade and Judith Basin Counties, Montana | BARKER HUGHESVILLE MINING DISTRICT | MT6122307485 | N/A | N/A | BCR3 | Data not provided | Biochemical reactor (BCR) with CHIT pre-treatment (BCR3) | Passive | Biochemical reactor (BCR) | Pre-treatment | Danny T adit water | Y | BCR with pre-treatment | Batteries used to run metering pump, slurry mixer, and timer switch | Remote central Montana, southeast of Great Falls/no constraints noted | Pilot | June - September 2013 | Magnesium | Mg, total | µg/L | N | N/A | 24 | 288 | -1100 | [9 empty] | Data not provided | Data not provided | Data not provided | Data not provided | Data not provided | Data not provided | Data not provided | Data not provided |  | Influent | 2.81 | 6.48 | mg/L | 25 | °C | Data not provided | N/A | Data not provided | N/A | 490.9 | mV | 2267 | µS/cm | None | N/A | Data not provided | Data not provided | Data not provided | Data not provided | Data not provided | Data not provided | Data not provided | Data not provided | Data not provided | Data not provided | The Chitorem/BCR3 treatment provided the best overall treatment performance for both metal removal and sustaining sulfate reducing conditions. | Data not provided | Substrate: sawdust, wood chips, compost, dairy manure and limestone chips. BCR substrate composition was modified due to a shortage of available manure and limestone. The shortage of manure and limestone may have had a negative impact on treatment effectiveness in the BCRs. | Data not provided | Data not provided
Final Danny T Adit Treatability Study Year 1 Technical Memorandum, Barker-Hughesville Mining District Superfund Site Cascade and Judith Basin Counties, Montana | BARKER HUGHESVILLE MINING DISTRICT | MT6122307485 | N/A | N/A | BCR3 | Data not provided | Biochemical reactor (BCR) with CHIT pre-treatment (BCR3) | Passive | Biochemical reactor (BCR) | Pre-treatment | Danny T adit water | Y | BCR with pre-treatment | Batteries used to run metering pump, slurry mixer, and timer switch | Remote central Montana, southeast of Great Falls/no constraints noted | Pilot | June - September 2013 | Magnesium | Mg, dissolved | µg/L | N | N/A | 25 | 113 | -352 | [9 empty] | Data not provided | Data not provided | Data not provided | Data not provided | Data not provided | Data not provided | Data not provided | Data not provided |  | Influent | 2.93 | 3.87 | mg/L | 15.19 | °C | Data not provided | N/A | Data not provided | N/A | 476.4 | mV | 1332 | µS/cm | None | N/A | Data not provided | Data not provided | Data not provided | Data not provided | Data not provided | Data not provided | Data not provided | Data not provided | Data not provided | Data not provided | The Chitorem/BCR3 treatment provided the best overall treatment performance for both metal removal and sustaining sulfate reducing conditions. | Data not provided | Substrate: sawdust, wood chips, compost, dairy manure and limestone chips. BCR substrate composition was modified due to a shortage of available manure and limestone. The shortage of manure and limestone may have had a negative impact on treatment effectiveness in the BCRs. | The number of sampling dates was reduced, resulting in less info to determine long-term treatment effectiveness. | Total metals data set is limited to only two sampling events.
Final Danny T Adit Treatability Study Year 1 Technical Memorandum, Barker-Hughesville Mining District Superfund Site Cascade and Judith Basin Counties, Montana | BARKER HUGHESVILLE MINING DISTRICT | MT6122307485 | N/A | N/A | BCR3 | Data not provided | Biochemical reactor (BCR) with CHIT pre-treatment (BCR3) | Passive | Biochemical reactor (BCR) | Pre-treatment | Danny T adit water | Y | BCR with pre-treatment | Batteries used to run metering pump, slurry mixer, and timer switch | Remote central Montana, southeast of Great Falls/no constraints noted | Pilot | June - September 2013 | Magnesium | Mg, total | µg/L | N | N/A |  |  |  | 22 | 44 | -100 | [6 empty] | Data not provided | Data not provided | Data not provided | Data not provided | Data not provided | Data not provided | Data not provided | Data not provided |  | Influent | 2.85 | 2.41 | mg/L | 21.72 | °C | Data not provided | N/A | Data not provided | N/A | 382.6 | mV | 2404 | µS/cm | 27.1 | %DO | Data not provided | Data not provided | Data not provided | Data not provided | Data not provided | Data not provided | Data not provided | Data not provided | Data not provided | Data not provided | The Chitorem/BCR3 treatment provided the best overall treatment performance for both metal removal and sustaining sulfate reducing conditions. | Data not provided | Substrate: sawdust, wood chips, compost, dairy manure and limestone chips. BCR substrate composition was modified due to a shortage of available manure and limestone. The shortage of manure and limestone may have had a negative impact on treatment effectiveness in the BCRs. | Data not provided | Data not provided
Final Danny T Adit Treatability Study Year 1 Technical Memorandum, Barker-Hughesville Mining District Superfund Site Cascade and Judith Basin Counties, Montana | BARKER HUGHESVILLE MINING DISTRICT | MT6122307485 | N/A | N/A | BCR3 | Data not provided | Biochemical reactor (BCR) with CHIT pre-treatment (BCR3) | Passive | Biochemical reactor (BCR) | Pre-treatment | Danny T adit water | Y | BCR with pre-treatment | Batteries used to run metering pump, slurry mixer, and timer switch | Remote central Montana, southeast of Great Falls/no constraints noted | Pilot | June - September 2013 | Magnesium | Mg, dissolved | µg/L | N | N/A |  |  |  | 20 | 36–60 | (-)200 - (-)80 | [6 empty] | Data not provided | Data not provided | Data not provided | Data not provided | Data not provided | Data not provided | Data not provided | Data not provided |  | Influent | 2.8–2.94 | NA–2.19 | mg/L | 16.34–25.14 | °C | Data not provided | N/A | Data not provided | N/A | 477.4–492.7 | mV | 2,610–3,394 | µS/cm | 26–42.4 | %DO | Data not provided | Data not provided | Data not provided | Data not provided | Data not provided | Data not provided | Data not provided | Data not provided | Data not provided | Data not provided | The Chitorem/BCR3 treatment provided the best overall treatment performance for both metal removal and sustaining sulfate reducing conditions. | Data not provided | Substrate: sawdust, wood chips, compost, dairy manure and limestone chips. BCR substrate composition was modified due to a shortage of available manure and limestone. The shortage of manure and limestone may have had a negative impact on treatment effectiveness in the BCRs. | The number of sampling dates was reduced, resulting in less info to determine long-term treatment effectiveness. | Total metals data set is limited to only two sampling events. | A range of values is shown to reflect more than one day with the same influent.
Final Danny T Adit Treatability Study Year 1 Technical Memorandum, Barker-Hughesville Mining District Superfund Site Cascade and Judith Basin Counties, Montana | BARKER HUGHESVILLE MINING DISTRICT | MT6122307485 | N/A | N/A | BCR3 | Data not provided | Biochemical reactor (BCR) with CHIT pre-treatment (BCR3) | Passive | Biochemical reactor (BCR) | Pre-treatment | Danny T adit water | Y | BCR with pre-treatment | Batteries used to run metering pump, slurry mixer, and timer switch | Remote central Montana, southeast of Great Falls/no constraints noted | Pilot | June - September 2013 | Magnesium | Mg, total | µg/L | N | N/A | [6 empty] | 288 | 24 | -1100 |  |  |  | Data not provided | Data not provided | Data not provided | Data not provided | Data not provided | Data not provided | Data not provided | Data not provided |  | Effluent | 6.17 | 0.04 | mg/L | 19.65 | °C | Data not provided | N/A | Data not provided | N/A | -152.5 | mV | 8162 | µS/cm | None | N/A | Data not provided | Data not provided | Data not provided | Data not provided | Data not provided | Data not provided | Data not provided | Data not provided | Data not provided | Data not provided | The Chitorem/BCR3 treatment provided the best overall treatment performance for both metal removal and sustaining sulfate reducing conditions. | Data not provided | Substrate: sawdust, wood chips, compost, dairy manure and limestone chips. BCR substrate composition was modified due to a shortage of available manure and limestone. The shortage of manure and limestone may have had a negative impact on treatment effectiveness in the BCRs. | Data not provided | Data not provided
Final Danny T Adit Treatability Study Year 1 Technical Memorandum, Barker-Hughesville Mining District Superfund Site Cascade and Judith Basin Counties, Montana | BARKER HUGHESVILLE MINING DISTRICT | MT6122307485 | N/A | N/A | BCR3 | Data not provided | Biochemical reactor (BCR) with CHIT pre-treatment (BCR3) | Passive | Biochemical reactor (BCR) | Pre-treatment | Danny T adit water | Y | BCR with pre-treatment | Batteries used to run metering pump, slurry mixer, and timer switch | Remote central Montana, southeast of Great Falls/no constraints noted | Pilot | June - September 2013 | Magnesium | Mg, dissolved | µg/L | N | N/A | [6 empty] | 288 | 24 | -1100 |  |  |  | Data not provided | Data not provided | Data not provided | Data not provided | Data not provided | Data not provided | Data not provided | Data not provided |  | Effluent | 6.17 | 0.04 | mg/L | 19.65 | °C | Data not provided | N/A | Data not provided | N/A | -152.5 | mV | 8162 | µS/cm | None | N/A | Data not provided | Data not provided | Data not provided | Data not provided | Data not provided | Data not provided | Data not provided | Data not provided | Data not provided | Data not provided | The Chitorem/BCR3 treatment provided the best overall treatment performance for both metal removal and sustaining sulfate reducing conditions. | Data not provided | Substrate: sawdust, wood chips, compost, dairy manure and limestone chips. BCR substrate composition was modified due to a shortage of available manure and limestone. The shortage of manure and limestone may have had a negative impact on treatment effectiveness in the BCRs. | The number of sampling dates was reduced, resulting in less info to determine long-term treatment effectiveness. | Total metals data set is limited to only two sampling events.
Final Danny T Adit Treatability Study Year 1 Technical Memorandum, Barker-Hughesville Mining District Superfund Site Cascade and Judith Basin Counties, Montana | BARKER HUGHESVILLE MINING DISTRICT | MT6122307485 | N/A | N/A | BCR3 | Data not provided | Biochemical reactor (BCR) with CHIT pre-treatment (BCR3) | Passive | Biochemical reactor (BCR) | Pre-treatment | Danny T adit water | Y | BCR with pre-treatment | Batteries used to run metering pump, slurry mixer, and timer switch | Remote central Montana, southeast of Great Falls/no constraints noted | Pilot | June - September 2013 | Magnesium | Mg, total | µg/L | N | N/A | [9 empty] | 44 | 22 | -100 | Data not provided | Data not provided | Data not provided | Data not provided | Data not provided | Data not provided | Data not provided | Data not provided |  | Effluent | 6.17 | 4.34 | mg/L | 17.84 | °C | Data not provided | N/A | Data not provided | N/A | -274.4 | mV | 5154 | µS/cm | 46.4 | %DO | Data not provided | Data not provided | Data not provided | Data not provided | Data not provided | Data not provided | Data not provided | Data not provided | Data not provided | Data not provided | The Chitorem/BCR3 treatment provided the best overall treatment performance for both metal removal and sustaining sulfate reducing conditions. | Data not provided | Substrate: sawdust, wood chips, compost, dairy manure and limestone chips. BCR substrate composition was modified due to a shortage of available manure and limestone. The shortage of manure and limestone may have had a negative impact on treatment effectiveness in the BCRs. | Data not provided | Data not provided
Final Danny T Adit Treatability Study Year 1 Technical Memorandum, Barker-Hughesville Mining District Superfund Site Cascade and Judith Basin Counties, Montana | BARKER HUGHESVILLE MINING DISTRICT | MT6122307485 | N/A | N/A | BCR3 | Data not provided | Biochemical reactor (BCR) with CHIT pre-treatment (BCR3) | Passive | Biochemical reactor (BCR) | Pre-treatment | Danny T adit water | Y | BCR with pre-treatment | Batteries used to run metering pump, slurry mixer, and timer switch | Remote central Montana, southeast of Great Falls/no constraints noted | Pilot | June - September 2013 | Magnesium | Mg, dissolved | µg/L | N | N/A | [9 empty] | 36 | 20 | -80 | Data not provided | Data not provided | Data not provided | Data not provided | Data not provided | Data not provided | Data not provided | Data not provided |  | Effluent | 6.55 | 2.79 | mg/L | 16.81 | °C | Data not provided | N/A | Data not provided | N/A | -247.5 | mV | 6207 | µS/cm | 28.3 | %DO | Data not provided | Data not provided | Data not provided | Data not provided | Data not provided | Data not provided | Data not provided | Data not provided | Data not provided | Data not provided | The Chitorem/BCR3 treatment provided the best overall treatment performance for both metal removal and sustaining sulfate reducing conditions. | Data not provided | Substrate: sawdust, wood chips, compost, dairy manure and limestone chips. BCR substrate composition was modified due to a shortage of available manure and limestone. The shortage of manure and limestone may have had a negative impact on treatment effectiveness in the BCRs. | The number of sampling dates was reduced, resulting in less info to determine long-term treatment effectiveness. | Total metals data set is limited to only two sampling events.
Final Danny T Adit Treatability Study Year 1 Technical Memorandum, Barker-Hughesville Mining District Superfund Site Cascade and Judith Basin Counties, Montana | BARKER HUGHESVILLE MINING DISTRICT | MT6122307485 | N/A | N/A | BCR4 | Data not provided | Biochemical reactor (BCR) with Mg(OH)2 pre-treatment (BCR4) | Passive | Biochemical reactor (BCR) | Pre-treatment | Danny T adit water | Y | BCR with pre-treatment | Batteries used to run metering pump, slurry mixer, and timer switch | Remote central Montana, southeast of Great Falls/no constraints noted | Pilot | June - September 2013 | Magnesium | Mg, total | µg/L | N | N/A | 24 | 243 | -912.5 | [9 empty] | Data not provided | Data not provided | Data not provided | Data not provided | Data not provided | Data not provided | Data not provided | Data not provided |  | Influent | 2.81 | 6.48 | mg/L | 25 | °C | Data not provided | N/A | Data not provided | N/A | 490.9 | mV | 2267 | µS/cm | None | N/A | Data not provided | Data not provided | Data not provided | Data not provided | Data not provided | Data not provided | Data not provided | Data not provided | Data not provided | Data not provided | Data not provided | Data not provided | Substrate: sawdust, wood chips, compost, dairy manure and limestone chips. BCR substrate composition was modified due to a shortage of available manure and limestone. The shortage of manure and limestone may have had a negative impact on treatment effectiveness in the BCRs. | Data not provided | Data not provided
Final Danny T Adit Treatability Study Year 1 Technical Memorandum, Barker-Hughesville Mining District Superfund Site Cascade and Judith Basin Counties, Montana | BARKER HUGHESVILLE MINING DISTRICT | MT6122307485 | N/A | N/A | BCR4 | Data not provided | Biochemical reactor (BCR) with Mg(OH)2 pre-treatment (BCR4) | Passive | Biochemical reactor (BCR) | Pre-treatment | Danny T adit water | Y | BCR with pre-treatment | Batteries used to run metering pump, slurry mixer, and timer switch | Remote central Montana, southeast of Great Falls/no constraints noted | Pilot | June - September 2013 | Magnesium | Mg, dissolved | µg/L | N | N/A | 25 | 150 | -500 | [9 empty] | Data not provided | Data not provided | Data not provided | Data not provided | Data not provided | Data not provided | Data not provided | Data not provided |  | Influent | 2.93 | 3.87 | mg/L | 15.19 | °C | Data not provided | N/A | Data not provided | N/A | 476.4 | mV | 1332 | µS/cm | None | N/A | Data not provided | Data not provided | Data not provided | Data not provided | Data not provided | Data not provided | Data not provided | Data not provided | Data not provided | Data not provided | Data not provided | Data not provided | Substrate: sawdust, wood chips, compost, dairy manure and limestone chips. BCR substrate composition was modified due to a shortage of available manure and limestone. The shortage of manure and limestone may have had a negative impact on treatment effectiveness in the BCRs. | The number of sampling dates was reduced, resulting in less info to determine long-term treatment effectiveness. | Total metals data set is limited to only two sampling events.
Final Danny T Adit Treatability Study Year 1 Technical Memorandum, Barker-Hughesville Mining District Superfund Site Cascade and Judith Basin Counties, Montana | BARKER HUGHESVILLE MINING DISTRICT | MT6122307485 | N/A | N/A | BCR4 | Data not provided | Biochemical reactor (BCR) with Mg(OH)2 pre-treatment (BCR4) | Passive | Biochemical reactor (BCR) | Pre-treatment | Danny T adit water | Y | BCR with pre-treatment | Batteries used to run metering pump, slurry mixer, and timer switch | Remote central Montana, southeast of Great Falls/no constraints noted | Pilot | June - September 2013 | Magnesium | Mg, total | µg/L | N | N/A |  |  |  | 22 | 36 | -63.6364 | [6 empty] | Data not provided | Data not provided | Data not provided | Data not provided | Data not provided | Data not provided | Data not provided | Data not provided |  | Influent | 2.85 | 2.41 | mg/L | 21.72 | °C | Data not provided | N/A | Data not provided | N/A | 382.6 | mV | 2404 | µS/cm | 27.1 | %DO | Data not provided | Data not provided | Data not provided | Data not provided | Data not provided | Data not provided | Data not provided | Data not provided | Data not provided | Data not provided | Data not provided | Data not provided | Substrate: sawdust, wood chips, compost, dairy manure and limestone chips. BCR substrate composition was modified due to a shortage of available manure and limestone. The shortage of manure and limestone may have had a negative impact on treatment effectiveness in the BCRs. | Data not provided | Data not provided
Final Danny T Adit Treatability Study Year 1 Technical Memorandum, Barker-Hughesville Mining District Superfund Site Cascade and Judith Basin Counties, Montana | BARKER HUGHESVILLE MINING DISTRICT | MT6122307485 | N/A | N/A | BCR4 | Data not provided | Biochemical reactor (BCR) with Mg(OH)2 pre-treatment (BCR4) | Passive | Biochemical reactor (BCR) | Pre-treatment | Danny T adit water | Y | BCR with pre-treatment | Batteries used to run metering pump, slurry mixer, and timer switch | Remote central Montana, southeast of Great Falls/no constraints noted | Pilot | June - September 2013 | Magnesium | Mg, dissolved | µg/L | N | N/A |  |  |  | 20 | 40–94 | (-)370 - (-)100 | [6 empty] | Data not provided | Data not provided | Data not provided | Data not provided | Data not provided | Data not provided | Data not provided | Data not provided |  | Influent | 2.8–2.94 | NA–2.19 | mg/L | 16.34–25.14 | °C | Data not provided | N/A | Data not provided | N/A | 477.4–492.7 | mV | 2,610–3,394 | µS/cm | 26–42.4 | %DO | Data not provided | Data not provided | Data not provided | Data not provided | Data not provided | Data not provided | Data not provided | Data not provided | Data not provided | Data not provided | Data not provided | Data not provided | Substrate: sawdust, wood chips, compost, dairy manure and limestone chips. BCR substrate composition was modified due to a shortage of available manure and limestone. The shortage of manure and limestone may have had a negative impact on treatment effectiveness in the BCRs. | The number of sampling dates was reduced, resulting in less info to determine long-term treatment effectiveness. | Total metals data set is limited to only two sampling events. | A range of values is shown to reflect more than one day with the same influent.
Final Danny T Adit Treatability Study Year 1 Technical Memorandum, Barker-Hughesville Mining District Superfund Site Cascade and Judith Basin Counties, Montana | BARKER HUGHESVILLE MINING DISTRICT | MT6122307485 | N/A | N/A | BCR4 | Data not provided | Biochemical reactor (BCR) with Mg(OH)2 pre-treatment (BCR4) | Passive | Biochemical reactor (BCR) | Pre-treatment | Danny T adit water | Y | BCR with pre-treatment | Batteries used to run metering pump, slurry mixer, and timer switch | Remote central Montana, southeast of Great Falls/no constraints noted | Pilot | June - September 2013 | Magnesium | Mg, total | µg/L | N | N/A | [6 empty] | 243 | 24 | -912.5 |  |  |  | Data not provided | Data not provided | Data not provided | Data not provided | Data not provided | Data not provided | Data not provided | Data not provided |  | Effluent | 6.25 | 0.02 | mg/L | 20.16 | °C | Data not provided | N/A | Data not provided | N/A | -144.8 | mV | 4001 | µS/cm | None | N/A | Data not provided | Data not provided | Data not provided | Data not provided | Data not provided | Data not provided | Data not provided | Data not provided | Data not provided | Data not provided | Data not provided | Data not provided | Substrate: sawdust, wood chips, compost, dairy manure and limestone chips. BCR substrate composition was modified due to a shortage of available manure and limestone. The shortage of manure and limestone may have had a negative impact on treatment effectiveness in the BCRs. | Data not provided | Data not provided
Final Danny T Adit Treatability Study Year 1 Technical Memorandum, Barker-Hughesville Mining District Superfund Site Cascade and Judith Basin Counties, Montana | BARKER HUGHESVILLE MINING DISTRICT | MT6122307485 | N/A | N/A | BCR4 | Data not provided | Biochemical reactor (BCR) with Mg(OH)2 pre-treatment (BCR4) | Passive | Biochemical reactor (BCR) | Pre-treatment | Danny T adit water | Y | BCR with pre-treatment | Batteries used to run metering pump, slurry mixer, and timer switch | Remote central Montana, southeast of Great Falls/no constraints noted | Pilot | June - September 2013 | Magnesium | Mg, dissolved | µg/L | N | N/A | [6 empty] | 241 | 24 | -904.1667 |  |  |  | Data not provided | Data not provided | Data not provided | Data not provided | Data not provided | Data not provided | Data not provided | Data not provided |  | Effluent | 6.25 | 0.02 | mg/L | 20.16 | °C | Data not provided | N/A | Data not provided | N/A | -144.8 | mV | 4001 | µS/cm | None | N/A | Data not provided | Data not provided | Data not provided | Data not provided | Data not provided | Data not provided | Data not provided | Data not provided | Data not provided | Data not provided | Data not provided | Data not provided | Substrate: sawdust, wood chips, compost, dairy manure and limestone chips. BCR substrate composition was modified due to a shortage of available manure and limestone. The shortage of manure and limestone may have had a negative impact on treatment effectiveness in the BCRs. | The number of sampling dates was reduced, resulting in less info to determine long-term treatment effectiveness. | Total metals data set is limited to only two sampling events.
Final Danny T Adit Treatability Study Year 1 Technical Memorandum, Barker-Hughesville Mining District Superfund Site Cascade and Judith Basin Counties, Montana | BARKER HUGHESVILLE MINING DISTRICT | MT6122307485 | N/A | N/A | BCR4 | Data not provided | Biochemical reactor (BCR) with Mg(OH)2 pre-treatment (BCR4) | Passive | Biochemical reactor (BCR) | Pre-treatment | Danny T adit water | Y | BCR with pre-treatment | Batteries used to run metering pump, slurry mixer, and timer switch | Remote central Montana, southeast of Great Falls/no constraints noted | Pilot | June - September 2013 | Magnesium | Mg, total | µg/L | N | N/A | [9 empty] | 36 | 22 | -63.6364 | Data not provided | Data not provided | Data not provided | Data not provided | Data not provided | Data not provided | Data not provided | Data not provided |  | Effluent | 6.36 | 2.47 | mg/L | 17.95 | °C | Data not provided | N/A | Data not provided | N/A | -30.2 | mV | 1101 | µS/cm | 26.3 | %DO | Data not provided | Data not provided | Data not provided | Data not provided | Data not provided | Data not provided | Data not provided | Data not provided | Data not provided | Data not provided | Data not provided | Data not provided | Substrate: sawdust, wood chips, compost, dairy manure and limestone chips. BCR substrate composition was modified due to a shortage of available manure and limestone. The shortage of manure and limestone may have had a negative impact on treatment effectiveness in the BCRs. | Data not provided | Data not provided
Final Danny T Adit Treatability Study Year 1 Technical Memorandum, Barker-Hughesville Mining District Superfund Site Cascade and Judith Basin Counties, Montana | BARKER HUGHESVILLE MINING DISTRICT | MT6122307485 | N/A | N/A | BCR4 | Data not provided | Biochemical reactor (BCR) with Mg(OH)2 pre-treatment (BCR4) | Passive | Biochemical reactor (BCR) | Pre-treatment | Danny T adit water | Y | BCR with pre-treatment | Batteries used to run metering pump, slurry mixer, and timer switch | Remote central Montana, southeast of Great Falls/no constraints noted | Pilot | June - September 2013 | Magnesium | Mg, dissolved | µg/L | N | N/A | [9 empty] | 40 | 20 | -100 | Data not provided | Data not provided | Data not provided | Data not provided | Data not provided | Data not provided | Data not provided | Data not provided |  | Effluent | 6.87 | 1.64 | mg/L | 16.2 | °C | Data not provided | N/A | Data not provided | N/A | -154.2 | mV | 2473 | µS/cm | 17.2 | %DO | Data not provided | Data not provided | Data not provided | Data not provided | Data not provided | Data not provided | Data not provided | Data not provided | Data not provided | Data not provided | Data not provided | Data not provided | Substrate: sawdust, wood chips, compost, dairy manure and limestone chips. BCR substrate composition was modified due to a shortage of available manure and limestone. The shortage of manure and limestone may have had a negative impact on treatment effectiveness in the BCRs. | The number of sampling dates was reduced, resulting in less info to determine long-term treatment effectiveness. | Total metals data set is limited to only two sampling events.
Final Danny T Adit Treatability Study Year 1 Technical Memorandum, Barker-Hughesville Mining District Superfund Site Cascade and Judith Basin Counties, Montana | BARKER HUGHESVILLE MINING DISTRICT | MT6122307485 | N/A | N/A | CHIT | Data not provided | Chitorem pre-treatment (CHIT) | Passive | Chitorem® | Pre-treatment | Danny T adit water | Y | Pre-treatment | Batteries used to run metering pump, slurry mixer, and timer switch | Remote central Montana, southeast of Great Falls/no constraints noted | Pilot | June - September 2013 | Magnesium | Mg, total | µg/L | N | N/A | 24 | 1210 | -4941.6667 | [9 empty] | Data not provided | Data not provided | Data not provided | Data not provided | Data not provided | Data not provided | Data not provided | Data not provided |  | Influent | 2.81 | 6.48 | mg/L | 25 | °C | Data not provided | N/A | Data not provided | N/A | 490.9 | mV | 2267 | µS/cm | None | N/A | Data not provided | Data not provided | Data not provided | Data not provided | Data not provided | Data not provided | Data not provided | Data not provided | Data not provided | Data not provided | The Chitorem/BCR3 treatment provided the best overall treatment performance for both metal removal and sustaining sulfate reducing conditions. | Data not provided | Chitorem is a proprietary material that contains calcium carbonate, protein, and chitin (crab shell). Also contains its own bacteria - material breaks down and produces carbonates (adds alkalinity). | The Chitorem substrate composition was modified by adding pea gravel to increase permeability. | Data not provided
Final Danny T Adit Treatability Study Year 1 Technical Memorandum, Barker-Hughesville Mining District Superfund Site Cascade and Judith Basin Counties, Montana | BARKER HUGHESVILLE MINING DISTRICT | MT6122307485 | N/A | N/A | CHIT | Data not provided | Chitorem pre-treatment (CHIT) | Passive | Chitorem® | Pre-treatment | Danny T adit water | Y | Pre-treatment | Batteries used to run metering pump, slurry mixer, and timer switch | Remote central Montana, southeast of Great Falls/no constraints noted | Pilot | June - September 2013 | Magnesium | Mg, dissolved | µg/L | N | N/A | 25 | 60 | -140 | [9 empty] | Data not provided | Data not provided | Data not provided | Data not provided | Data not provided | Data not provided | Data not provided | Data not provided |  | Influent | 2.93 | 3.87 | mg/L | 15.19 | °C | Data not provided | N/A | Data not provided | N/A | 476.4 | mV | 1332 | µS/cm | None | N/A | Data not provided | Data not provided | Data not provided | Data not provided | Data not provided | Data not provided | Data not provided | Data not provided | Data not provided | Data not provided | The Chitorem/BCR3 treatment provided the best overall treatment performance for both metal removal and sustaining sulfate reducing conditions. | Data not provided | Chitorem is a proprietary material that contains calcium carbonate, protein, and chitin (crab shell). Also contains its own bacteria - material breaks down and produces carbonates (adds alkalinity). | The Chitorem substrate composition was modified by adding pea gravel to increase permeability. The number of sampling dates was reduced, resulting in less info to determine long-term treatment effectiveness. | Total metals data set is limited to only two sampling events.
Final Danny T Adit Treatability Study Year 1 Technical Memorandum, Barker-Hughesville Mining District Superfund Site Cascade and Judith Basin Counties, Montana | BARKER HUGHESVILLE MINING DISTRICT | MT6122307485 | N/A | N/A | CHIT | Data not provided | Chitorem pre-treatment (CHIT) | Passive | Chitorem® | Pre-treatment | Danny T adit water | Y | Pre-treatment | Batteries used to run metering pump, slurry mixer, and timer switch | Remote central Montana, southeast of Great Falls/no constraints noted | Pilot | June - September 2013 | Magnesium | Mg, total | µg/L | N | N/A |  |  |  | 22 | 43 | -95.4545 | [6 empty] | Data not provided | Data not provided | Data not provided | Data not provided | Data not provided | Data not provided | Data not provided | Data not provided |  | Influent | 2.85 | 2.41 | mg/L | 21.72 | °C | Data not provided | N/A | Data not provided | N/A | 382.6 | mV | 2404 | µS/cm | 27.1 | %DO | Data not provided | Data not provided | Data not provided | Data not provided | Data not provided | Data not provided | Data not provided | Data not provided | Data not provided | Data not provided | The Chitorem/BCR3 treatment provided the best overall treatment performance for both metal removal and sustaining sulfate reducing conditions. | Data not provided | Chitorem is a proprietary material that contains calcium carbonate, protein, and chitin (crab shell). Also contains its own bacteria - material breaks down and produces carbonates (adds alkalinity). | The Chitorem substrate composition was modified by adding pea gravel to increase permeability. | Data not provided
Final Danny T Adit Treatability Study Year 1 Technical Memorandum, Barker-Hughesville Mining District Superfund Site Cascade and Judith Basin Counties, Montana | BARKER HUGHESVILLE MINING DISTRICT | MT6122307485 | N/A | N/A | CHIT | Data not provided | Chitorem pre-treatment (CHIT) | Passive | Chitorem® | Pre-treatment | Danny T adit water | Y | Pre-treatment | Batteries used to run metering pump, slurry mixer, and timer switch | Remote central Montana, southeast of Great Falls/no constraints noted | Pilot | June - September 2013 | Magnesium | Mg, dissolved | µg/L | N | N/A |  |  |  | 20 | 43–65 | (-)225 - (-)115 | [6 empty] | Data not provided | Data not provided | Data not provided | Data not provided | Data not provided | Data not provided | Data not provided | Data not provided |  | Influent | 2.8–2.94 | NA–2.19 | mg/L | 16.34–25.14 | °C | Data not provided | N/A | Data not provided | N/A | 477.4–492.7 | mV | 2,610–3,394 | µS/cm | 26–42.4 | %DO | Data not provided | Data not provided | Data not provided | Data not provided | Data not provided | Data not provided | Data not provided | Data not provided | Data not provided | Data not provided | The Chitorem/BCR3 treatment provided the best overall treatment performance for both metal removal and sustaining sulfate reducing conditions. | Data not provided | Chitorem is a proprietary material that contains calcium carbonate, protein, and chitin (crab shell). Also contains its own bacteria - material breaks down and produces carbonates (adds alkalinity). | The Chitorem substrate composition was modified by adding pea gravel to increase permeability. The number of sampling dates was reduced, resulting in less info to determine long-term treatment effectiveness. | Total metals data set is limited to only two sampling events. | A range of values is shown to reflect more than one day with the same influent.
Final Danny T Adit Treatability Study Year 1 Technical Memorandum, Barker-Hughesville Mining District Superfund Site Cascade and Judith Basin Counties, Montana | BARKER HUGHESVILLE MINING DISTRICT | MT6122307485 | N/A | N/A | CHIT | Data not provided | Chitorem pre-treatment (CHIT) | Passive | Chitorem® | Pre-treatment | Danny T adit water | Y | Pre-treatment | Batteries used to run metering pump, slurry mixer, and timer switch | Remote central Montana, southeast of Great Falls/no constraints noted | Pilot | June - September 2013 | Magnesium | Mg, total | µg/L | N | N/A | [6 empty] | 1210 | 24 | -4941.6667 |  |  |  | Data not provided | Data not provided | Data not provided | Data not provided | Data not provided | Data not provided | Data not provided | Data not provided |  | Effluent | 6.65 | 0.05 | mg/L | 21.52 | °C | Data not provided | N/A | Data not provided | N/A | -206.8 | mV | 60571 | µS/cm | None | N/A | Data not provided | Data not provided | Data not provided | Data not provided | Data not provided | Data not provided | Data not provided | Data not provided | Data not provided | Data not provided | The Chitorem/BCR3 treatment provided the best overall treatment performance for both metal removal and sustaining sulfate reducing conditions. | Data not provided | Chitorem is a proprietary material that contains calcium carbonate, protein, and chitin (crab shell). Also contains its own bacteria - material breaks down and produces carbonates (adds alkalinity). | The Chitorem substrate composition was modified by adding pea gravel to increase permeability. | Data not provided
Final Danny T Adit Treatability Study Year 1 Technical Memorandum, Barker-Hughesville Mining District Superfund Site Cascade and Judith Basin Counties, Montana | BARKER HUGHESVILLE MINING DISTRICT | MT6122307485 | N/A | N/A | CHIT | Data not provided | Chitorem pre-treatment (CHIT) | Passive | Chitorem® | Pre-treatment | Danny T adit water | Y | Pre-treatment | Batteries used to run metering pump, slurry mixer, and timer switch | Remote central Montana, southeast of Great Falls/no constraints noted | Pilot | June - September 2013 | Magnesium | Mg, dissolved | µg/L | N | N/A | [6 empty] | 1270 | 24 | -5191.6667 |  |  |  | Data not provided | Data not provided | Data not provided | Data not provided | Data not provided | Data not provided | Data not provided | Data not provided |  | Effluent | 6.65 | 0.05 | mg/L | 21.52 | °C | Data not provided | N/A | Data not provided | N/A | -206.8 | mV | 60571 | µS/cm | None | N/A | Data not provided | Data not provided | Data not provided | Data not provided | Data not provided | Data not provided | Data not provided | Data not provided | Data not provided | Data not provided | The Chitorem/BCR3 treatment provided the best overall treatment performance for both metal removal and sustaining sulfate reducing conditions. | Data not provided | Chitorem is a proprietary material that contains calcium carbonate, protein, and chitin (crab shell). Also contains its own bacteria - material breaks down and produces carbonates (adds alkalinity). | The Chitorem substrate composition was modified by adding pea gravel to increase permeability. The number of sampling dates was reduced, resulting in less info to determine long-term treatment effectiveness. | Total metals data set is limited to only two sampling events.
Final Danny T Adit Treatability Study Year 1 Technical Memorandum, Barker-Hughesville Mining District Superfund Site Cascade and Judith Basin Counties, Montana | BARKER HUGHESVILLE MINING DISTRICT | MT6122307485 | N/A | N/A | CHIT | Data not provided | Chitorem pre-treatment (CHIT) | Passive | Chitorem® | Pre-treatment | Danny T adit water | Y | Pre-treatment | Batteries used to run metering pump, slurry mixer, and timer switch | Remote central Montana, southeast of Great Falls/no constraints noted | Pilot | June - September 2013 | Magnesium | Mg, total | µg/L | N | N/A | [9 empty] | 43 | 22 | -95.4545 | Data not provided | Data not provided | Data not provided | Data not provided | Data not provided | Data not provided | Data not provided | Data not provided |  | Effluent | 6.07 | 3.08 | mg/L | 16.95 | °C | Data not provided | N/A | Data not provided | N/A | -184.7 | mV | 2941 | µS/cm | 31.9 | %DO | Data not provided | Data not provided | Data not provided | Data not provided | Data not provided | Data not provided | Data not provided | Data not provided | Data not provided | Data not provided | The Chitorem/BCR3 treatment provided the best overall treatment performance for both metal removal and sustaining sulfate reducing conditions. | Data not provided | Chitorem is a proprietary material that contains calcium carbonate, protein, and chitin (crab shell). Also contains its own bacteria - material breaks down and produces carbonates (adds alkalinity). | The Chitorem substrate composition was modified by adding pea gravel to increase permeability. | Data not provided
Final Danny T Adit Treatability Study Year 1 Technical Memorandum, Barker-Hughesville Mining District Superfund Site Cascade and Judith Basin Counties, Montana | BARKER HUGHESVILLE MINING DISTRICT | MT6122307485 | N/A | N/A | CHIT | Data not provided | Chitorem pre-treatment (CHIT) | Passive | Chitorem® | Pre-treatment | Danny T adit water | Y | Pre-treatment | Batteries used to run metering pump, slurry mixer, and timer switch | Remote central Montana, southeast of Great Falls/no constraints noted | Pilot | June - September 2013 | Magnesium | Mg, dissolved | µg/L | N | N/A | [9 empty] | 43 | 20 | -115 | Data not provided | Data not provided | Data not provided | Data not provided | Data not provided | Data not provided | Data not provided | Data not provided |  | Effluent | 6.13 | 1.57 | mg/L | 17.53 | °C | Data not provided | N/A | Data not provided | N/A | -57.3 | mV | 5450 | µS/cm | 17.1 | %DO | Data not provided | Data not provided | Data not provided | Data not provided | Data not provided | Data not provided | Data not provided | Data not provided | Data not provided | Data not provided | The Chitorem/BCR3 treatment provided the best overall treatment performance for both metal removal and sustaining sulfate reducing conditions. | Data not provided | Chitorem is a proprietary material that contains calcium carbonate, protein, and chitin (crab shell). Also contains its own bacteria - material breaks down and produces carbonates (adds alkalinity). | The Chitorem substrate composition was modified by adding pea gravel to increase permeability. The number of sampling dates was reduced, resulting in less info to determine long-term treatment effectiveness. | Total metals data set is limited to only two sampling events.
Final Danny T Adit Treatability Study Year 1 Technical Memorandum, Barker-Hughesville Mining District Superfund Site Cascade and Judith Basin Counties, Montana | BARKER HUGHESVILLE MINING DISTRICT | MT6122307485 | N/A | N/A | MGOH | Data not provided | Alkaline Addition pre-treatment - Mg(OH)2 | Passive | Magnesium hydroxide Mg(OH)2 | Pre-treatment | Danny T adit water | Y | Pre-treatment | Batteries used to run metering pump, slurry mixer, and timer switch | Remote central Montana, southeast of Great Falls/no constraints noted | Pilot | June - September 2013 | Magnesium | Mg, total | µg/L | N | N/A | 24 | 148 | -516.6667 | [9 empty] | Data not provided | Data not provided | Data not provided | Data not provided | Data not provided | Data not provided | Data not provided | Data not provided |  | Influent | 2.81 | 6.48 | mg/L | 25 | °C | Data not provided | N/A | Data not provided | N/A | 490.9 | mV | 2267 | µS/cm | None | N/A | Data not provided | Data not provided | Data not provided | Data not provided | Data not provided | Data not provided | Data not provided | Data not provided | Data not provided | Data not provided | Data not provided | Data not provided | Alkaline addition using a magnesium hydroxide (Mg(OH)2) solution. | Data not provided | Data not provided
Final Danny T Adit Treatability Study Year 1 Technical Memorandum, Barker-Hughesville Mining District Superfund Site Cascade and Judith Basin Counties, Montana | BARKER HUGHESVILLE MINING DISTRICT | MT6122307485 | N/A | N/A | MGOH | Data not provided | Alkaline Addition pre-treatment - Mg(OH)2 | Passive | Magnesium hydroxide Mg(OH)2 | Pre-treatment | Danny T adit water | Y | Pre-treatment | Batteries used to run metering pump, slurry mixer, and timer switch | Remote central Montana, southeast of Great Falls/no constraints noted | Pilot | June - September 2013 | Magnesium | Mg, dissolved | µg/L | N | N/A | 25 | 149 | -496 | [9 empty] | Data not provided | Data not provided | Data not provided | Data not provided | Data not provided | Data not provided | Data not provided | Data not provided |  | Influent | 2.93 | 3.87 | mg/L | 15.19 | °C | Data not provided | N/A | Data not provided | N/A | 476.4 | mV | 1332 | µS/cm | None | N/A | Data not provided | Data not provided | Data not provided | Data not provided | Data not provided | Data not provided | Data not provided | Data not provided | Data not provided | Data not provided | Data not provided | Data not provided | Alkaline addition using a magnesium hydroxide (Mg(OH)2) solution. | The number of sampling dates was reduced, resulting in less info to determine long-term treatment effectiveness. | Total metals data set is limited to only two sampling events.
Final Danny T Adit Treatability Study Year 1 Technical Memorandum, Barker-Hughesville Mining District Superfund Site Cascade and Judith Basin Counties, Montana | BARKER HUGHESVILLE MINING DISTRICT | MT6122307485 | N/A | N/A | MGOH | Data not provided | Alkaline Addition pre-treatment - Mg(OH)2 | Passive | Magnesium hydroxide Mg(OH)2 | Pre-treatment | Danny T adit water | Y | Pre-treatment | Batteries used to run metering pump, slurry mixer, and timer switch | Remote central Montana, southeast of Great Falls/no constraints noted | Pilot | June - September 2013 | Magnesium | Mg, total | µg/L | N | N/A |  |  |  | 22 | 120 | -445.4545 | [6 empty] | Data not provided | Data not provided | Data not provided | Data not provided | Data not provided | Data not provided | Data not provided | Data not provided |  | Influent | 2.85 | 2.41 | mg/L | 21.72 | °C | Data not provided | N/A | Data not provided | N/A | 382.6 | mV | 2404 | µS/cm | 27.1 | %DO | Data not provided | Data not provided | Data not provided | Data not provided | Data not provided | Data not provided | Data not provided | Data not provided | Data not provided | Data not provided | Data not provided | Data not provided | Alkaline addition using a magnesium hydroxide (Mg(OH)2) solution. | Data not provided | Data not provided
Final Danny T Adit Treatability Study Year 1 Technical Memorandum, Barker-Hughesville Mining District Superfund Site Cascade and Judith Basin Counties, Montana | BARKER HUGHESVILLE MINING DISTRICT | MT6122307485 | N/A | N/A | MGOH | Data not provided | Alkaline Addition pre-treatment - Mg(OH)2 | Passive | Magnesium hydroxide Mg(OH)2 | Pre-treatment | Danny T adit water | Y | Pre-treatment | Batteries used to run metering pump, slurry mixer, and timer switch | Remote central Montana, southeast of Great Falls/no constraints noted | Pilot | June - September 2013 | Magnesium | Mg, dissolved | µg/L | N | N/A |  |  |  | 20 | 29–89 | (-)345 - (-)45 | [6 empty] | Data not provided | Data not provided | Data not provided | Data not provided | Data not provided | Data not provided | Data not provided | Data not provided |  | Influent | 2.8–2.94 | NA–2.19 | mg/L | 16.34–25.14 | °C | Data not provided | N/A | Data not provided | N/A | 477.4–492.7 | mV | 2,610–3,394 | µS/cm | 26–42.4 | %DO | Data not provided | Data not provided | Data not provided | Data not provided | Data not provided | Data not provided | Data not provided | Data not provided | Data not provided | Data not provided | Data not provided | Data not provided | Alkaline addition using a magnesium hydroxide (Mg(OH)2) solution. | The number of sampling dates was reduced, resulting in less info to determine long-term treatment effectiveness. | Total metals data set is limited to only two sampling events. | A range of values is shown to reflect more than one day with the same influent.
Final Danny T Adit Treatability Study Year 1 Technical Memorandum, Barker-Hughesville Mining District Superfund Site Cascade and Judith Basin Counties, Montana | BARKER HUGHESVILLE MINING DISTRICT | MT6122307485 | N/A | N/A | MGOH | Data not provided | Alkaline Addition pre-treatment - Mg(OH)2 | Passive | Magnesium hydroxide Mg(OH)2 | Pre-treatment | Danny T adit water | Y | Pre-treatment | Batteries used to run metering pump, slurry mixer, and timer switch | Remote central Montana, southeast of Great Falls/no constraints noted | Pilot | June - September 2013 | Magnesium | Mg, total | µg/L | N | N/A | [6 empty] | 148 | 24 | -516.6667 |  |  |  | Data not provided | Data not provided | Data not provided | Data not provided | Data not provided | Data not provided | Data not provided | Data not provided |  | Effluent | 5.94 | 3.95 | mg/L | 19.28 | °C | Data not provided | N/A | Data not provided | N/A | -15.6 | mV | 1995 | µS/cm | None | N/A | Data not provided | Data not provided | Data not provided | Data not provided | Data not provided | Data not provided | Data not provided | Data not provided | Data not provided | Data not provided | Data not provided | Data not provided | Alkaline addition using a magnesium hydroxide (Mg(OH)2) solution. | Data not provided | Data not provided
Final Danny T Adit Treatability Study Year 1 Technical Memorandum, Barker-Hughesville Mining District Superfund Site Cascade and Judith Basin Counties, Montana | BARKER HUGHESVILLE MINING DISTRICT | MT6122307485 | N/A | N/A | MGOH | Data not provided | Alkaline Addition pre-treatment - Mg(OH)2 | Passive | Magnesium hydroxide Mg(OH)2 | Pre-treatment | Danny T adit water | Y | Pre-treatment | Batteries used to run metering pump, slurry mixer, and timer switch | Remote central Montana, southeast of Great Falls/no constraints noted | Pilot | June - September 2013 | Magnesium | Mg, dissolved | µg/L | N | N/A | [6 empty] | 149 | 25 | -496 |  |  |  | Data not provided | Data not provided | Data not provided | Data not provided | Data not provided | Data not provided | Data not provided | Data not provided |  | Effluent | 4.63 | 2.48 | mg/L | 14.54 | °C | Data not provided | N/A | Data not provided | N/A | 306.5 | mV | 2186 | µS/cm | None | N/A | Data not provided | Data not provided | Data not provided | Data not provided | Data not provided | Data not provided | Data not provided | Data not provided | Data not provided | Data not provided | Data not provided | Data not provided | Alkaline addition using a magnesium hydroxide (Mg(OH)2) solution. | The number of sampling dates was reduced, resulting in less info to determine long-term treatment effectiveness. | Total metals data set is limited to only two sampling events.
Final Danny T Adit Treatability Study Year 1 Technical Memorandum, Barker-Hughesville Mining District Superfund Site Cascade and Judith Basin Counties, Montana | BARKER HUGHESVILLE MINING DISTRICT | MT6122307485 | N/A | N/A | MGOH | Data not provided | Alkaline Addition pre-treatment - Mg(OH)2 | Passive | Magnesium hydroxide Mg(OH)2 | Pre-treatment | Danny T adit water | Y | Pre-treatment | Batteries used to run metering pump, slurry mixer, and timer switch | Remote central Montana, southeast of Great Falls/no constraints noted | Pilot | June - September 2013 | Magnesium | Mg, total | µg/L | N | N/A | [9 empty] | 120 | 22 | -445.4545 | Data not provided | Data not provided | Data not provided | Data not provided | Data not provided | Data not provided | Data not provided | Data not provided |  | Effluent | 5.54 | 3.17 | mg/L | 17.66 | °C | Data not provided | N/A | Data not provided | N/A | 114.1 | mV | 2058 | µS/cm | 33.9 | %DO | Data not provided | Data not provided | Data not provided | Data not provided | Data not provided | Data not provided | Data not provided | Data not provided | Data not provided | Data not provided | Data not provided | Data not provided | Alkaline addition using a magnesium hydroxide (Mg(OH)2) solution. | Data not provided | Data not provided
Final Danny T Adit Treatability Study Year 1 Technical Memorandum, Barker-Hughesville Mining District Superfund Site Cascade and Judith Basin Counties, Montana | BARKER HUGHESVILLE MINING DISTRICT | MT6122307485 | N/A | N/A | MGOH | Data not provided | Alkaline Addition pre-treatment - Mg(OH)2 | Passive | Magnesium hydroxide Mg(OH)2 | Pre-treatment | Danny T adit water | Y | Pre-treatment | Batteries used to run metering pump, slurry mixer, and timer switch | Remote central Montana, southeast of Great Falls/no constraints noted | Pilot | June - September 2013 | Magnesium | Mg, dissolved | µg/L | N | N/A | [9 empty] | 29 | 20 | -45 | Data not provided | Data not provided | Data not provided | Data not provided | Data not provided | Data not provided | Data not provided | Data not provided |  | Effluent | 3.05 | 2.85 | mg/L | 13.16 | °C | Data not provided | N/A | Data not provided | N/A | 425 | mV | 2404 | µS/cm | 28 | %DO | Data not provided | Data not provided | Data not provided | Data not provided | Data not provided | Data not provided | Data not provided | Data not provided | Data not provided | Data not provided | Data not provided | Data not provided | Alkaline addition using a magnesium hydroxide (Mg(OH)2) solution. | The number of sampling dates was reduced, resulting in less info to determine long-term treatment effectiveness. | Total metals data set is limited to only two sampling events.
Final Danny T Adit Treatability Study Year 1 Technical Memorandum, Barker-Hughesville Mining District Superfund Site Cascade and Judith Basin Counties, Montana | BARKER HUGHESVILLE MINING DISTRICT | MT6122307485 | N/A | N/A | SAPS | Data not provided | Successive alkalinity producing system (SAPS) pre-treatment | Passive | Successive alkalinity producing system (SAPS) | Pre-treatment | Danny T adit water | Y | Pre-treatment | Batteries used to run metering pump, slurry mixer, and timer switch | Remote central Montana, southeast of Great Falls/no constraints noted | Pilot | June - September 2013 | Magnesium | Mg, total | µg/L | N | N/A | 24 | 81 | -237.5 | [9 empty] | Data not provided | Data not provided | Data not provided | Data not provided | Data not provided | Data not provided | Data not provided | Data not provided |  | Influent | 2.81 | 6.48 | mg/L | 25 | °C | Data not provided | N/A | Data not provided | N/A | 490.9 | mV | 2267 | µS/cm | None | N/A | Data not provided | Data not provided | Data not provided | Data not provided | Data not provided | Data not provided | Data not provided | Data not provided | Data not provided | Data not provided | Data not provided | Data not provided | Pre-treatment substrate of limestone gravel overlain by a manure and compost layer. | Data not provided | Data not provided
Final Danny T Adit Treatability Study Year 1 Technical Memorandum, Barker-Hughesville Mining District Superfund Site Cascade and Judith Basin Counties, Montana | BARKER HUGHESVILLE MINING DISTRICT | MT6122307485 | N/A | N/A | SAPS | Data not provided | Successive alkalinity producing system (SAPS) pre-treatment | Passive | Successive alkalinity producing system (SAPS) | Pre-treatment | Danny T adit water | Y | Pre-treatment | Batteries used to run metering pump, slurry mixer, and timer switch | Remote central Montana, southeast of Great Falls/no constraints noted | Pilot | June - September 2013 | Magnesium | Mg, dissolved | µg/L | N | N/A | 25 | 28 | -12 | [9 empty] | Data not provided | Data not provided | Data not provided | Data not provided | Data not provided | Data not provided | Data not provided | Data not provided |  | Influent | 2.93 | 3.87 | mg/L | 15.19 | °C | Data not provided | N/A | Data not provided | N/A | 476.4 | mV | 1332 | µS/cm | None | N/A | Data not provided | Data not provided | Data not provided | Data not provided | Data not provided | Data not provided | Data not provided | Data not provided | Data not provided | Data not provided | Data not provided | Data not provided | Pre-treatment substrate of limestone gravel overlain by a manure and compost layer. | The number of sampling dates was reduced, resulting in less info to determine long-term treatment effectiveness. | Total metals data set is limited to only two sampling events.
Final Danny T Adit Treatability Study Year 1 Technical Memorandum, Barker-Hughesville Mining District Superfund Site Cascade and Judith Basin Counties, Montana | BARKER HUGHESVILLE MINING DISTRICT | MT6122307485 | N/A | N/A | SAPS | Data not provided | Successive alkalinity producing system (SAPS) pre-treatment | Passive | Successive alkalinity producing system (SAPS) | Pre-treatment | Danny T adit water | Y | Pre-treatment | Batteries used to run metering pump, slurry mixer, and timer switch | Remote central Montana, southeast of Great Falls/no constraints noted | Pilot | June - September 2013 | Magnesium | Mg, total | µg/L | N | N/A |  |  |  | 22 | 20 | 9.0909 | [6 empty] | Data not provided | Data not provided | Data not provided | Data not provided | Data not provided | Data not provided | Data not provided | Data not provided |  | Influent | 2.85 | 2.41 | mg/L | 21.72 | °C | Data not provided | N/A | Data not provided | N/A | 382.6 | mV | 2404 | µS/cm | 27.1 | %DO | Data not provided | Data not provided | Data not provided | Data not provided | Data not provided | Data not provided | Data not provided | Data not provided | Data not provided | Data not provided | Data not provided | Data not provided | Pre-treatment substrate of limestone gravel overlain by a manure and compost layer. | Data not provided | Data not provided
Final Danny T Adit Treatability Study Year 1 Technical Memorandum, Barker-Hughesville Mining District Superfund Site Cascade and Judith Basin Counties, Montana | BARKER HUGHESVILLE MINING DISTRICT | MT6122307485 | N/A | N/A | SAPS | Data not provided | Successive alkalinity producing system (SAPS) pre-treatment | Passive | Successive alkalinity producing system (SAPS) | Pre-treatment | Danny T adit water | Y | Pre-treatment | Batteries used to run metering pump, slurry mixer, and timer switch | Remote central Montana, southeast of Great Falls/no constraints noted | Pilot | June - September 2013 | Magnesium | Mg, dissolved | µg/L | N | N/A |  |  |  | 20 | 21–22 | (-)10 - (-)5 | [6 empty] | Data not provided | Data not provided | Data not provided | Data not provided | Data not provided | Data not provided | Data not provided | Data not provided |  | Influent | 2.8–2.94 | NA–2.19 | mg/L | 16.34–25.14 | °C | Data not provided | N/A | Data not provided | N/A | 477.4–492.7 | mV | 2,610–3,394 | µS/cm | 26–42.4 | %DO | Data not provided | Data not provided | Data not provided | Data not provided | Data not provided | Data not provided | Data not provided | Data not provided | Data not provided | Data not provided | Data not provided | Data not provided | Pre-treatment substrate of limestone gravel overlain by a manure and compost layer. | The number of sampling dates was reduced, resulting in less info to determine long-term treatment effectiveness. | Total metals data set is limited to only two sampling events. | A range of values is shown to reflect more than one day with the same influent.
Final Danny T Adit Treatability Study Year 1 Technical Memorandum, Barker-Hughesville Mining District Superfund Site Cascade and Judith Basin Counties, Montana | BARKER HUGHESVILLE MINING DISTRICT | MT6122307485 | N/A | N/A | SAPS | Data not provided | Successive alkalinity producing system (SAPS) pre-treatment | Passive | Successive alkalinity producing system (SAPS) | Pre-treatment | Danny T adit water | Y | Pre-treatment | Batteries used to run metering pump, slurry mixer, and timer switch | Remote central Montana, southeast of Great Falls/no constraints noted | Pilot | June - September 2013 | Magnesium | Mg, total | µg/L | N | N/A | [6 empty] | 81 | 24 | -237.5 |  |  |  | Data not provided | Data not provided | Data not provided | Data not provided | Data not provided | Data not provided | Data not provided | Data not provided |  | Effluent | 6.38 | 0.09 | mg/L | 21.97 | °C | Data not provided | N/A | Data not provided | N/A | -157.6 | mV | 2434 | µS/cm | None | N/A | Data not provided | Data not provided | Data not provided | Data not provided | Data not provided | Data not provided | Data not provided | Data not provided | Data not provided | Data not provided | Data not provided | Data not provided | Pre-treatment substrate of limestone gravel overlain by a manure and compost layer. | Data not provided | Data not provided
Final Danny T Adit Treatability Study Year 1 Technical Memorandum, Barker-Hughesville Mining District Superfund Site Cascade and Judith Basin Counties, Montana | BARKER HUGHESVILLE MINING DISTRICT | MT6122307485 | N/A | N/A | SAPS | Data not provided | Successive alkalinity producing system (SAPS) pre-treatment | Passive | Successive alkalinity producing system (SAPS) | Pre-treatment | Danny T adit water | Y | Pre-treatment | Batteries used to run metering pump, slurry mixer, and timer switch | Remote central Montana, southeast of Great Falls/no constraints noted | Pilot | June - September 2013 | Magnesium | Mg, dissolved | µg/L | N | N/A | [6 empty] | 81 | 24 | -237.5 |  |  |  | Data not provided | Data not provided | Data not provided | Data not provided | Data not provided | Data not provided | Data not provided | Data not provided |  | Effluent | 6.38 | 0.09 | mg/L | 21.97 | °C | Data not provided | N/A | Data not provided | N/A | -157.6 | mV | 2434 | µS/cm | None | N/A | Data not provided | Data not provided | Data not provided | Data not provided | Data not provided | Data not provided | Data not provided | Data not provided | Data not provided | Data not provided | Data not provided | Data not provided | Pre-treatment substrate of limestone gravel overlain by a manure and compost layer. | The number of sampling dates was reduced, resulting in less info to determine long-term treatment effectiveness. | Total metals data set is limited to only two sampling events.
Final Danny T Adit Treatability Study Year 1 Technical Memorandum, Barker-Hughesville Mining District Superfund Site Cascade and Judith Basin Counties, Montana | BARKER HUGHESVILLE MINING DISTRICT | MT6122307485 | N/A | N/A | SAPS | Data not provided | Successive alkalinity producing system (SAPS) pre-treatment | Passive | Successive alkalinity producing system (SAPS) | Pre-treatment | Danny T adit water | Y | Pre-treatment | Batteries used to run metering pump, slurry mixer, and timer switch | Remote central Montana, southeast of Great Falls/no constraints noted | Pilot | June - September 2013 | Magnesium | Mg, total | µg/L | N | N/A | [9 empty] | 20 | 22 | 9.0909 | Data not provided | Data not provided | Data not provided | Data not provided | Data not provided | Data not provided | Data not provided | Data not provided |  | Effluent | 5.22 | 1.58 | mg/L | 17.74 | °C | Data not provided | N/A | Data not provided | N/A | 132.8 | mV | 2091 | µS/cm | 15.8 | %DO | Data not provided | Data not provided | Data not provided | Data not provided | Data not provided | Data not provided | Data not provided | Data not provided | Data not provided | Data not provided | Data not provided | Data not provided | Pre-treatment substrate of limestone gravel overlain by a manure and compost layer. | Data not provided | Data not provided
Final Danny T Adit Treatability Study Year 1 Technical Memorandum, Barker-Hughesville Mining District Superfund Site Cascade and Judith Basin Counties, Montana | BARKER HUGHESVILLE MINING DISTRICT | MT6122307485 | N/A | N/A | SAPS | Data not provided | Successive alkalinity producing system (SAPS) pre-treatment | Passive | Successive alkalinity producing system (SAPS) | Pre-treatment | Danny T adit water | Y | Pre-treatment | Batteries used to run metering pump, slurry mixer, and timer switch | Remote central Montana, southeast of Great Falls/no constraints noted | Pilot | June - September 2013 | Magnesium | Mg, dissolved | µg/L | N | N/A | [9 empty] | 21 | 20 | -5 | Data not provided | Data not provided | Data not provided | Data not provided | Data not provided | Data not provided | Data not provided | Data not provided |  | Effluent | 5.11 | 2.36 | mg/L | 13.38 | °C | Data not provided | N/A | Data not provided | N/A | 178.3 | mV | 2347 | µS/cm | 22.9 | %DO | Data not provided | Data not provided | Data not provided | Data not provided | Data not provided | Data not provided | Data not provided | Data not provided | Data not provided | Data not provided | Data not provided | Data not provided | Pre-treatment substrate of limestone gravel overlain by a manure and compost layer. | The number of sampling dates was reduced, resulting in less info to determine long-term treatment effectiveness. | Total metals data set is limited to only two sampling events.
Final Danny T Adit Treatability Study Year 1 Technical Memorandum, Barker-Hughesville Mining District Superfund Site Cascade and Judith Basin Counties, Montana | BARKER HUGHESVILLE MINING DISTRICT | MT6122307485 | N/A | N/A | BCR1 | Data not provided | Biochemical reactor (BCR) without pre-treatment (BCR1) | Passive | Biochemical reactor (BCR) | No pre-treatment | Danny T adit water | N | BCR without pre-treatment | Batteries used to run metering pump, slurry mixer, and timer switch | Remote central Montana, southeast of Great Falls/no constraints noted | Pilot | June - September 2013 | Manganese | Mn, total | µg/L | N | N/A | 129000 | 21900 | 83.0233 | [9 empty] | Data not provided | Data not provided | Data not provided | Data not provided | Data not provided | Data not provided | Data not provided | Data not provided |  | Influent | 2.81 | 6.48 | mg/L | 25 | °C | Data not provided | N/A | Data not provided | N/A | 490.9 | mV | 2267 | µS/cm | None | N/A | Data not provided | Data not provided | Data not provided | Data not provided | Data not provided | Data not provided | N | Acute and chronic ambient water quality standards | Data not provided | Data not provided | Results support the need for pretreatment of high acidity MIW ahead of the BCR. | Data not provided | Substrate: sawdust, wood chips, compost, dairy manure and limestone chips. BCR substrate composition was modified due to a shortage of available manure and limestone. The shortage of manure and limestone may have had a negative impact on treatment effectiveness in the BCRs. | Data not provided | Data not provided
Final Danny T Adit Treatability Study Year 1 Technical Memorandum, Barker-Hughesville Mining District Superfund Site Cascade and Judith Basin Counties, Montana | BARKER HUGHESVILLE MINING DISTRICT | MT6122307485 | N/A | N/A | BCR1 | Data not provided | Biochemical reactor (BCR) without pre-treatment (BCR1) | Passive | Biochemical reactor (BCR) | No pre-treatment | Danny T adit water | N | BCR without pre-treatment | Batteries used to run metering pump, slurry mixer, and timer switch | Remote central Montana, southeast of Great Falls/no constraints noted | Pilot | June - September 2013 | Manganese | Mn, dissolved | µg/L | N | N/A | 128000 | 122000 | 4.6875 | [9 empty] | Data not provided | Data not provided | Data not provided | Data not provided | Data not provided | Data not provided | Data not provided | Data not provided |  | Influent | 2.93 | 3.87 | mg/L | 15.19 | °C | Data not provided | N/A | Data not provided | N/A | 476.4 | mV | 1332 | µS/cm | None | N/A | Data not provided | Data not provided | Data not provided | Data not provided | Data not provided | Data not provided | N | Acute and chronic ambient water quality standards | Data not provided | Data not provided | Results support the need for pretreatment of high acidity MIW ahead of the BCE. Removal of Mn is not expected in a BCR since Mn does not form a stable sulfide precipitate. | Data not provided | Substrate: sawdust, wood chips, compost, dairy manure and limestone chips. BCR substrate composition was modified due to a shortage of available manure and limestone. The shortage of manure and limestone may have had a negative impact on treatment effectiveness in the BCRs. | The number of sampling dates was reduced, resulting in less info to determine long-term treatment effectiveness. | Total metals data set is limited to only two sampling events.
Final Danny T Adit Treatability Study Year 1 Technical Memorandum, Barker-Hughesville Mining District Superfund Site Cascade and Judith Basin Counties, Montana | BARKER HUGHESVILLE MINING DISTRICT | MT6122307485 | N/A | N/A | BCR1 | Data not provided | Biochemical reactor (BCR) without pre-treatment (BCR1) | Passive | Biochemical reactor (BCR) | No pre-treatment | Danny T adit water | N | BCR without pre-treatment | Batteries used to run metering pump, slurry mixer, and timer switch | Remote central Montana, southeast of Great Falls/no constraints noted | Pilot | June - September 2013 | Manganese | Mn, total | µg/L | N | N/A |  |  |  | 101000 | 102000 | -0.9901 | [6 empty] | Data not provided | Data not provided | Data not provided | Data not provided | Data not provided | Data not provided | Data not provided | Data not provided |  | Influent | 2.85 | 2.41 | mg/L | 21.72 | °C | Data not provided | N/A | Data not provided | N/A | 382.6 | mV | 2404 | µS/cm | 27.1 | %DO | Data not provided | Data not provided | Data not provided | Data not provided | Data not provided | Data not provided | N | Acute and chronic ambient water quality standards | Data not provided | Data not provided | Results support the need for pretreatment of high acidity MIW ahead of the BCR. | Data not provided | Substrate: sawdust, wood chips, compost, dairy manure and limestone chips. BCR substrate composition was modified due to a shortage of available manure and limestone. The shortage of manure and limestone may have had a negative impact on treatment effectiveness in the BCRs. | Data not provided | Data not provided
Final Danny T Adit Treatability Study Year 1 Technical Memorandum, Barker-Hughesville Mining District Superfund Site Cascade and Judith Basin Counties, Montana | BARKER HUGHESVILLE MINING DISTRICT | MT6122307485 | N/A | N/A | BCR1 | Data not provided | Biochemical reactor (BCR) without pre-treatment (BCR1) | Passive | Biochemical reactor (BCR) | No pre-treatment | Danny T adit water | N | BCR without pre-treatment | Batteries used to run metering pump, slurry mixer, and timer switch | Remote central Montana, southeast of Great Falls/no constraints noted | Pilot | June - September 2013 | Manganese | Mn, dissolved | µg/L | N | N/A |  |  |  | 98400 | 98600 | -0.20325 | [6 empty] | Data not provided | Data not provided | Data not provided | Data not provided | Data not provided | Data not provided | Data not provided | Data not provided |  | Influent | 2.8 | 2.19 | mg/L | 25.14 | °C | Data not provided | N/A | Data not provided | N/A | 492.7 | mV | 3394 | µS/cm | 26 | %DO | Data not provided | Data not provided | Data not provided | Data not provided | Data not provided | Data not provided | N | Acute and chronic ambient water quality standards | Data not provided | Data not provided | Results support the need for pretreatment of high acidity MIW ahead of the BCE. Removal of Mn is not expected in a BCR since Mn does not form a stable sulfide precipitate. | Data not provided | Substrate: sawdust, wood chips, compost, dairy manure and limestone chips. BCR substrate composition was modified due to a shortage of available manure and limestone. The shortage of manure and limestone may have had a negative impact on treatment effectiveness in the BCRs. | The number of sampling dates was reduced, resulting in less info to determine long-term treatment effectiveness. | Total metals data set is limited to only two sampling events.
Final Danny T Adit Treatability Study Year 1 Technical Memorandum, Barker-Hughesville Mining District Superfund Site Cascade and Judith Basin Counties, Montana | BARKER HUGHESVILLE MINING DISTRICT | MT6122307485 | N/A | N/A | BCR1 | Data not provided | Biochemical reactor (BCR) without pre-treatment (BCR1) | Passive | Biochemical reactor (BCR) | No pre-treatment | Danny T adit water | N | BCR without pre-treatment | Batteries used to run metering pump, slurry mixer, and timer switch | Remote central Montana, southeast of Great Falls/no constraints noted | Pilot | June - September 2013 | Manganese | Mn, total | µg/L | N | N/A | [6 empty] | 102000 | 101000 | -0.9901 |  |  |  | Data not provided | Data not provided | Data not provided | Data not provided | Data not provided | Data not provided | Data not provided | Data not provided |  | Effluent | 5.91 | 1.5 | mg/L | 17.95 | °C | Data not provided | N/A | Data not provided | N/A | -46.6 | mV | 2190 | µS/cm | 15.9 | %DO | Data not provided | Data not provided | Data not provided | Data not provided | Data not provided | Data not provided | N | Acute and chronic ambient water quality standards | Data not provided | Data not provided | Results support the need for pretreatment of high acidity MIW ahead of the BCR. | Data not provided | Substrate: sawdust, wood chips, compost, dairy manure and limestone chips. BCR substrate composition was modified due to a shortage of available manure and limestone. The shortage of manure and limestone may have had a negative impact on treatment effectiveness in the BCRs. | Data not provided | Data not provided
Final Danny T Adit Treatability Study Year 1 Technical Memorandum, Barker-Hughesville Mining District Superfund Site Cascade and Judith Basin Counties, Montana | BARKER HUGHESVILLE MINING DISTRICT | MT6122307485 | N/A | N/A | BCR1 | Data not provided | Biochemical reactor (BCR) without pre-treatment (BCR1) | Passive | Biochemical reactor (BCR) | No pre-treatment | Danny T adit water | N | BCR without pre-treatment | Batteries used to run metering pump, slurry mixer, and timer switch | Remote central Montana, southeast of Great Falls/no constraints noted | Pilot | June - September 2013 | Manganese | Mn, dissolved | µg/L | N | N/A | [6 empty] | 122000 | 116,000–128,000 | (-)5.2 - 4.7 |  |  |  | Data not provided | Data not provided | Data not provided | Data not provided | Data not provided | Data not provided | Data not provided | Data not provided |  | Effluent | 5.7–6.14 | 0.57–1.33 | mg/L | 14.95–20.07 | °C | Data not provided | N/A | Data not provided | N/A | (-)76.8–77.2 | mV | 2,388–2,424 | µS/cm | NA–13.6 | %DO | Data not provided | Data not provided | Data not provided | Data not provided | Data not provided | Data not provided | N | Acute and chronic ambient water quality standards | Data not provided | Data not provided | Results support the need for pretreatment of high acidity MIW ahead of the BCE. Removal of Mn is not expected in a BCR since Mn does not form a stable sulfide precipitate. | Data not provided | Substrate: sawdust, wood chips, compost, dairy manure and limestone chips. BCR substrate composition was modified due to a shortage of available manure and limestone. The shortage of manure and limestone may have had a negative impact on treatment effectiveness in the BCRs. | The number of sampling dates was reduced, resulting in less info to determine long-term treatment effectiveness. | Total metals data set is limited to only two sampling events. | A range of values is shown to reflect more than one day with the same effluent.
Final Danny T Adit Treatability Study Year 1 Technical Memorandum, Barker-Hughesville Mining District Superfund Site Cascade and Judith Basin Counties, Montana | BARKER HUGHESVILLE MINING DISTRICT | MT6122307485 | N/A | N/A | BCR1 | Data not provided | Biochemical reactor (BCR) without pre-treatment (BCR1) | Passive | Biochemical reactor (BCR) | No pre-treatment | Danny T adit water | N | BCR without pre-treatment | Batteries used to run metering pump, slurry mixer, and timer switch | Remote central Montana, southeast of Great Falls/no constraints noted | Pilot | June - September 2013 | Manganese | Mn, total | µg/L | N | N/A | [9 empty] | 21900 | 129000 | 83.0233 | Data not provided | Data not provided | Data not provided | Data not provided | Data not provided | Data not provided | Data not provided | Data not provided |  | Effluent | 6.07 | 0.02 | mg/L | 20.6 | °C | Data not provided | N/A | Data not provided | N/A | -163 | mV | 3505 | µS/cm | None | N/A | Data not provided | Data not provided | Data not provided | Data not provided | Data not provided | Data not provided | N | Acute and chronic ambient water quality standards | Data not provided | Data not provided | Results support the need for pretreatment of high acidity MIW ahead of the BCR. | Data not provided | Substrate: sawdust, wood chips, compost, dairy manure and limestone chips. BCR substrate composition was modified due to a shortage of available manure and limestone. The shortage of manure and limestone may have had a negative impact on treatment effectiveness in the BCRs. | Data not provided | Data not provided
Final Danny T Adit Treatability Study Year 1 Technical Memorandum, Barker-Hughesville Mining District Superfund Site Cascade and Judith Basin Counties, Montana | BARKER HUGHESVILLE MINING DISTRICT | MT6122307485 | N/A | N/A | BCR1 | Data not provided | Biochemical reactor (BCR) without pre-treatment (BCR1) | Passive | Biochemical reactor (BCR) | No pre-treatment | Danny T adit water | N | BCR without pre-treatment | Batteries used to run metering pump, slurry mixer, and timer switch | Remote central Montana, southeast of Great Falls/no constraints noted | Pilot | June - September 2013 | Manganese | Mn, dissolved | µg/L | N | N/A | [9 empty] | 21700 | 124000 | 82.5 | Data not provided | Data not provided | Data not provided | Data not provided | Data not provided | Data not provided | Data not provided | Data not provided |  | Effluent | 6.07 | 0.02 | mg/L | 20.6 | °C | Data not provided | N/A | Data not provided | N/A | -163 | mV | 3505 | µS/cm | None | N/A | Data not provided | Data not provided | Data not provided | Data not provided | Data not provided | Data not provided | N | Acute and chronic ambient water quality standards | Data not provided | Data not provided | Results support the need for pretreatment of high acidity MIW ahead of the BCE. Removal of Mn is not expected in a BCR since Mn does not form a stable sulfide precipitate. | Data not provided | Substrate: sawdust, wood chips, compost, dairy manure and limestone chips. BCR substrate composition was modified due to a shortage of available manure and limestone. The shortage of manure and limestone may have had a negative impact on treatment effectiveness in the BCRs. | The number of sampling dates was reduced, resulting in less info to determine long-term treatment effectiveness. | Total metals data set is limited to only two sampling events.
Final Danny T Adit Treatability Study Year 1 Technical Memorandum, Barker-Hughesville Mining District Superfund Site Cascade and Judith Basin Counties, Montana | BARKER HUGHESVILLE MINING DISTRICT | MT6122307485 | N/A | N/A | BCR2 | Data not provided | Biochemical reactor (BCR) with SAPS pre-treatment (BCR2) | Passive | Biochemical reactor (BCR) | Pre-treatment | Danny T adit water | Y | BCR with pre-treatment | Batteries used to run metering pump, slurry mixer, and timer switch | Remote central Montana, southeast of Great Falls/no constraints noted | Pilot | June - September 2013 | Manganese | Mn, total | µg/L | N | N/A | 129000 | 7590 | 94.1163 | [9 empty] | Data not provided | Data not provided | Data not provided | Data not provided | Data not provided | Data not provided | Data not provided | Data not provided |  | Influent | 2.81 | 6.48 | mg/L | 25 | °C | Data not provided | N/A | Data not provided | N/A | 490.9 | mV | 2267 | µS/cm | None | N/A | Data not provided | Data not provided | Data not provided | Data not provided | Data not provided | Data not provided | N | Acute and chronic ambient water quality standards | Data not provided | Data not provided | Data not provided | Data not provided | Substrate: sawdust, wood chips, compost, dairy manure and limestone chips. BCR substrate composition was modified due to a shortage of available manure and limestone. The shortage of manure and limestone may have had a negative impact on treatment effectiveness in the BCRs. | Data not provided | Data not provided
Final Danny T Adit Treatability Study Year 1 Technical Memorandum, Barker-Hughesville Mining District Superfund Site Cascade and Judith Basin Counties, Montana | BARKER HUGHESVILLE MINING DISTRICT | MT6122307485 | N/A | N/A | BCR2 | Data not provided | Biochemical reactor (BCR) with SAPS pre-treatment (BCR2) | Passive | Biochemical reactor (BCR) | Pre-treatment | Danny T adit water | Y | BCR with pre-treatment | Batteries used to run metering pump, slurry mixer, and timer switch | Remote central Montana, southeast of Great Falls/no constraints noted | Pilot | June - September 2013 | Manganese | Mn, dissolved | µg/L | N | N/A | 128000 | 102000 | 20.3125 | [9 empty] | Data not provided | Data not provided | Data not provided | Data not provided | Data not provided | Data not provided | Data not provided | Data not provided |  | Influent | 2.93 | 3.87 | mg/L | 15.19 | °C | Data not provided | N/A | Data not provided | N/A | 476.4 | mV | 1332 | µS/cm | None | N/A | Data not provided | Data not provided | Data not provided | Data not provided | Data not provided | Data not provided | N | Acute and chronic ambient water quality standards | Data not provided | Data not provided | Data not provided | Data not provided | Substrate: sawdust, wood chips, compost, dairy manure and limestone chips. BCR substrate composition was modified due to a shortage of available manure and limestone. The shortage of manure and limestone may have had a negative impact on treatment effectiveness in the BCRs. | The number of sampling dates was reduced, resulting in less info to determine long-term treatment effectiveness. | Total metals data set is limited to only two sampling events.
Final Danny T Adit Treatability Study Year 1 Technical Memorandum, Barker-Hughesville Mining District Superfund Site Cascade and Judith Basin Counties, Montana | BARKER HUGHESVILLE MINING DISTRICT | MT6122307485 | N/A | N/A | BCR2 | Data not provided | Biochemical reactor (BCR) with SAPS pre-treatment (BCR2) | Passive | Biochemical reactor (BCR) | Pre-treatment | Danny T adit water | Y | BCR with pre-treatment | Batteries used to run metering pump, slurry mixer, and timer switch | Remote central Montana, southeast of Great Falls/no constraints noted | Pilot | June - September 2013 | Manganese | Mn, total | µg/L | N | N/A |  |  |  | 101000 | 102000 | -0.9901 | [6 empty] | Data not provided | Data not provided | Data not provided | Data not provided | Data not provided | Data not provided | Data not provided | Data not provided |  | Influent | 2.85 | 2.41 | mg/L | 21.72 | °C | Data not provided | N/A | Data not provided | N/A | 382.6 | mV | 2404 | µS/cm | 27.1 | %DO | Data not provided | Data not provided | Data not provided | Data not provided | Data not provided | Data not provided | N | Acute and chronic ambient water quality standards | Data not provided | Data not provided | Data not provided | Data not provided | Substrate: sawdust, wood chips, compost, dairy manure and limestone chips. BCR substrate composition was modified due to a shortage of available manure and limestone. The shortage of manure and limestone may have had a negative impact on treatment effectiveness in the BCRs. | Data not provided | Data not provided
Final Danny T Adit Treatability Study Year 1 Technical Memorandum, Barker-Hughesville Mining District Superfund Site Cascade and Judith Basin Counties, Montana | BARKER HUGHESVILLE MINING DISTRICT | MT6122307485 | N/A | N/A | BCR2 | Data not provided | Biochemical reactor (BCR) with SAPS pre-treatment (BCR2) | Passive | Biochemical reactor (BCR) | Pre-treatment | Danny T adit water | Y | BCR with pre-treatment | Batteries used to run metering pump, slurry mixer, and timer switch | Remote central Montana, southeast of Great Falls/no constraints noted | Pilot | June - September 2013 | Manganese | Mn, dissolved | µg/L | N | N/A |  |  |  | 98400 | 99900 | -1.5244 | [6 empty] | Data not provided | Data not provided | Data not provided | Data not provided | Data not provided | Data not provided | Data not provided | Data not provided |  | Influent | 2.8 | 2.19 | mg/L | 25.14 | °C | Data not provided | N/A | Data not provided | N/A | 492.7 | mV | 3394 | µS/cm | 26 | %DO | Data not provided | Data not provided | Data not provided | Data not provided | Data not provided | Data not provided | N | Acute and chronic ambient water quality standards | Data not provided | Data not provided | Data not provided | Data not provided | Substrate: sawdust, wood chips, compost, dairy manure and limestone chips. BCR substrate composition was modified due to a shortage of available manure and limestone. The shortage of manure and limestone may have had a negative impact on treatment effectiveness in the BCRs. | The number of sampling dates was reduced, resulting in less info to determine long-term treatment effectiveness. | Total metals data set is limited to only two sampling events.
Final Danny T Adit Treatability Study Year 1 Technical Memorandum, Barker-Hughesville Mining District Superfund Site Cascade and Judith Basin Counties, Montana | BARKER HUGHESVILLE MINING DISTRICT | MT6122307485 | N/A | N/A | BCR2 | Data not provided | Biochemical reactor (BCR) with SAPS pre-treatment (BCR2) | Passive | Biochemical reactor (BCR) | Pre-treatment | Danny T adit water | Y | BCR with pre-treatment | Batteries used to run metering pump, slurry mixer, and timer switch | Remote central Montana, southeast of Great Falls/no constraints noted | Pilot | June - September 2013 | Manganese | Mn, total | µg/L | N | N/A | [6 empty] | 102000 | 101000 | -0.9901 |  |  |  | Data not provided | Data not provided | Data not provided | Data not provided | Data not provided | Data not provided | Data not provided | Data not provided |  | Effluent | 1.67 |  | mg/L | 17.67 | °C | Data not provided | N/A | Data not provided | N/A | Data not provided | N/A | 2187 | µS/cm | 17.8 | %DO | Data not provided | Data not provided | Data not provided | Data not provided | Data not provided | Data not provided | N | Acute and chronic ambient water quality standards | Data not provided | Data not provided | Data not provided | Data not provided | Substrate: sawdust, wood chips, compost, dairy manure and limestone chips. BCR substrate composition was modified due to a shortage of available manure and limestone. The shortage of manure and limestone may have had a negative impact on treatment effectiveness in the BCRs. | Data not provided | Data not provided
Final Danny T Adit Treatability Study Year 1 Technical Memorandum, Barker-Hughesville Mining District Superfund Site Cascade and Judith Basin Counties, Montana | BARKER HUGHESVILLE MINING DISTRICT | MT6122307485 | N/A | N/A | BCR2 | Data not provided | Biochemical reactor (BCR) with SAPS pre-treatment (BCR2) | Passive | Biochemical reactor (BCR) | Pre-treatment | Danny T adit water | Y | BCR with pre-treatment | Batteries used to run metering pump, slurry mixer, and timer switch | Remote central Montana, southeast of Great Falls/no constraints noted | Pilot | June - September 2013 | Manganese | Mn, dissolved | µg/L | N | N/A | [6 empty] | 127000 | 116000 | -9.4828 |  |  |  | Data not provided | Data not provided | Data not provided | Data not provided | Data not provided | Data not provided | Data not provided | Data not provided |  | Effluent | 6.02 | 1.62 | mg/L | 14.75 | °C | Data not provided | N/A | Data not provided | N/A | 18.7 | mV | 2397 | µS/cm | 16.4 | %DO | Data not provided | Data not provided | Data not provided | Data not provided | Data not provided | Data not provided | N | Acute and chronic ambient water quality standards | Data not provided | Data not provided | Data not provided | Data not provided | Substrate: sawdust, wood chips, compost, dairy manure and limestone chips. BCR substrate composition was modified due to a shortage of available manure and limestone. The shortage of manure and limestone may have had a negative impact on treatment effectiveness in the BCRs. | The number of sampling dates was reduced, resulting in less info to determine long-term treatment effectiveness. | Total metals data set is limited to only two sampling events.
Final Danny T Adit Treatability Study Year 1 Technical Memorandum, Barker-Hughesville Mining District Superfund Site Cascade and Judith Basin Counties, Montana | BARKER HUGHESVILLE MINING DISTRICT | MT6122307485 | N/A | N/A | BCR2 | Data not provided | Biochemical reactor (BCR) with SAPS pre-treatment (BCR2) | Passive | Biochemical reactor (BCR) | Pre-treatment | Danny T adit water | Y | BCR with pre-treatment | Batteries used to run metering pump, slurry mixer, and timer switch | Remote central Montana, southeast of Great Falls/no constraints noted | Pilot | June - September 2013 | Manganese | Mn, total | µg/L | N | N/A | [9 empty] | 7590 | 129000 | 94.1163 | Data not provided | Data not provided | Data not provided | Data not provided | Data not provided | Data not provided | Data not provided | Data not provided |  | Effluent | 6.29 | 0.05 | mg/L | 20.2 | °C | Data not provided | N/A | Data not provided | N/A | -153.8 | mV | 4954 | µS/cm | None | N/A | Data not provided | Data not provided | Data not provided | Data not provided | Data not provided | Data not provided | N | Acute and chronic ambient water quality standards | Data not provided | Data not provided | Data not provided | Data not provided | Substrate: sawdust, wood chips, compost, dairy manure and limestone chips. BCR substrate composition was modified due to a shortage of available manure and limestone. The shortage of manure and limestone may have had a negative impact on treatment effectiveness in the BCRs. | Data not provided | Data not provided
Final Danny T Adit Treatability Study Year 1 Technical Memorandum, Barker-Hughesville Mining District Superfund Site Cascade and Judith Basin Counties, Montana | BARKER HUGHESVILLE MINING DISTRICT | MT6122307485 | N/A | N/A | BCR2 | Data not provided | Biochemical reactor (BCR) with SAPS pre-treatment (BCR2) | Passive | Biochemical reactor (BCR) | Pre-treatment | Danny T adit water | Y | BCR with pre-treatment | Batteries used to run metering pump, slurry mixer, and timer switch | Remote central Montana, southeast of Great Falls/no constraints noted | Pilot | June - September 2013 | Manganese | Mn, dissolved | µg/L | N | N/A | [9 empty] | 99000 | 98400 | -0.60976 | Data not provided | Data not provided | Data not provided | Data not provided | Data not provided | Data not provided | Data not provided | Data not provided |  | Effluent | 6.26 | 8.52 | mg/L | 18.4 | °C | Data not provided | N/A | Data not provided | N/A | 19.4 | mV | 3224 | µS/cm | 92.1 | %DO | Data not provided | Data not provided | Data not provided | Data not provided | Data not provided | Data not provided | N | Acute and chronic ambient water quality standards | Data not provided | Data not provided | Data not provided | Data not provided | Substrate: sawdust, wood chips, compost, dairy manure and limestone chips. BCR substrate composition was modified due to a shortage of available manure and limestone. The shortage of manure and limestone may have had a negative impact on treatment effectiveness in the BCRs. | The number of sampling dates was reduced, resulting in less info to determine long-term treatment effectiveness. | Total metals data set is limited to only two sampling events.
Final Danny T Adit Treatability Study Year 1 Technical Memorandum, Barker-Hughesville Mining District Superfund Site Cascade and Judith Basin Counties, Montana | BARKER HUGHESVILLE MINING DISTRICT | MT6122307485 | N/A | N/A | BCR3 | Data not provided | Biochemical reactor (BCR) with CHIT pre-treatment (BCR3) | Passive | Biochemical reactor (BCR) | Pre-treatment | Danny T adit water | Y | BCR with pre-treatment | Batteries used to run metering pump, slurry mixer, and timer switch | Remote central Montana, southeast of Great Falls/no constraints noted | Pilot | June - September 2013 | Manganese | Mn, total | µg/L | N | N/A | 129000 | 6510 | 94.9535 | [9 empty] | Data not provided | Data not provided | Data not provided | Data not provided | Data not provided | Data not provided | Data not provided | Data not provided |  | Influent | 2.81 | 6.48 | mg/L | 25 | °C | Data not provided | N/A | Data not provided | N/A | 490.9 | mV | 2267 | µS/cm | None | N/A | Data not provided | Data not provided | Data not provided | Data not provided | Data not provided | Data not provided | Data not provided | Data not provided | Data not provided | Data not provided | The Chitorem/BCR3 treatment provided the best overall treatment performance for both metal removal and sustaining sulfate reducing conditions. | Data not provided | Substrate: sawdust, wood chips, compost, dairy manure and limestone chips. BCR substrate composition was modified due to a shortage of available manure and limestone. The shortage of manure and limestone may have had a negative impact on treatment effectiveness in the BCRs. | Data not provided | Data not provided
Final Danny T Adit Treatability Study Year 1 Technical Memorandum, Barker-Hughesville Mining District Superfund Site Cascade and Judith Basin Counties, Montana | BARKER HUGHESVILLE MINING DISTRICT | MT6122307485 | N/A | N/A | BCR3 | Data not provided | Biochemical reactor (BCR) with CHIT pre-treatment (BCR3) | Passive | Biochemical reactor (BCR) | Pre-treatment | Danny T adit water | Y | BCR with pre-treatment | Batteries used to run metering pump, slurry mixer, and timer switch | Remote central Montana, southeast of Great Falls/no constraints noted | Pilot | June - September 2013 | Manganese | Mn, dissolved | µg/L | N | N/A | 128000 | 1720 | 98.6562 | [9 empty] | Data not provided | Data not provided | Data not provided | Data not provided | Data not provided | Data not provided | Data not provided | Data not provided |  | Influent | 2.93 | 3.87 | mg/L | 15.19 | °C | Data not provided | N/A | Data not provided | N/A | 476.4 | mV | 1332 | µS/cm | None | N/A | Data not provided | Data not provided | Data not provided | Data not provided | Data not provided | Data not provided | Data not provided | Data not provided | Data not provided | Data not provided | The Chitorem/BCR3 treatment provided the best overall treatment performance for both metal removal and sustaining sulfate reducing conditions. | Data not provided | Substrate: sawdust, wood chips, compost, dairy manure and limestone chips. BCR substrate composition was modified due to a shortage of available manure and limestone. The shortage of manure and limestone may have had a negative impact on treatment effectiveness in the BCRs. | The number of sampling dates was reduced, resulting in less info to determine long-term treatment effectiveness. | Total metals data set is limited to only two sampling events.
Final Danny T Adit Treatability Study Year 1 Technical Memorandum, Barker-Hughesville Mining District Superfund Site Cascade and Judith Basin Counties, Montana | BARKER HUGHESVILLE MINING DISTRICT | MT6122307485 | N/A | N/A | BCR3 | Data not provided | Biochemical reactor (BCR) with CHIT pre-treatment (BCR3) | Passive | Biochemical reactor (BCR) | Pre-treatment | Danny T adit water | Y | BCR with pre-treatment | Batteries used to run metering pump, slurry mixer, and timer switch | Remote central Montana, southeast of Great Falls/no constraints noted | Pilot | June - September 2013 | Manganese | Mn, total | µg/L | N | N/A |  |  |  | 101000 | 61200 | 39.4059 | [6 empty] | Data not provided | Data not provided | Data not provided | Data not provided | Data not provided | Data not provided | Data not provided | Data not provided |  | Influent | 2.85 | 2.41 | mg/L | 21.72 | °C | Data not provided | N/A | Data not provided | N/A | 382.6 | mV | 2404 | µS/cm | 27.1 | %DO | Data not provided | Data not provided | Data not provided | Data not provided | Data not provided | Data not provided | Data not provided | Data not provided | Data not provided | Data not provided | The Chitorem/BCR3 treatment provided the best overall treatment performance for both metal removal and sustaining sulfate reducing conditions. | Data not provided | Substrate: sawdust, wood chips, compost, dairy manure and limestone chips. BCR substrate composition was modified due to a shortage of available manure and limestone. The shortage of manure and limestone may have had a negative impact on treatment effectiveness in the BCRs. | Data not provided | Data not provided
Final Danny T Adit Treatability Study Year 1 Technical Memorandum, Barker-Hughesville Mining District Superfund Site Cascade and Judith Basin Counties, Montana | BARKER HUGHESVILLE MINING DISTRICT | MT6122307485 | N/A | N/A | BCR3 | Data not provided | Biochemical reactor (BCR) with CHIT pre-treatment (BCR3) | Passive | Biochemical reactor (BCR) | Pre-treatment | Danny T adit water | Y | BCR with pre-treatment | Batteries used to run metering pump, slurry mixer, and timer switch | Remote central Montana, southeast of Great Falls/no constraints noted | Pilot | June - September 2013 | Manganese | Mn, dissolved | µg/L | N | N/A |  |  |  | 98400 | 61300 | 37.7033 | [6 empty] | Data not provided | Data not provided | Data not provided | Data not provided | Data not provided | Data not provided | Data not provided | Data not provided |  | Influent | 2.8 | 2.19 | mg/L | 25.14 | °C | Data not provided | N/A | Data not provided | N/A | 492.7 | mV | 3394 | µS/cm | 26 | %DO | Data not provided | Data not provided | Data not provided | Data not provided | Data not provided | Data not provided | Data not provided | Data not provided | Data not provided | Data not provided | The Chitorem/BCR3 treatment provided the best overall treatment performance for both metal removal and sustaining sulfate reducing conditions. | Data not provided | Substrate: sawdust, wood chips, compost, dairy manure and limestone chips. BCR substrate composition was modified due to a shortage of available manure and limestone. The shortage of manure and limestone may have had a negative impact on treatment effectiveness in the BCRs. | The number of sampling dates was reduced, resulting in less info to determine long-term treatment effectiveness. | Total metals data set is limited to only two sampling events.
Final Danny T Adit Treatability Study Year 1 Technical Memorandum, Barker-Hughesville Mining District Superfund Site Cascade and Judith Basin Counties, Montana | BARKER HUGHESVILLE MINING DISTRICT | MT6122307485 | N/A | N/A | BCR3 | Data not provided | Biochemical reactor (BCR) with CHIT pre-treatment (BCR3) | Passive | Biochemical reactor (BCR) | Pre-treatment | Danny T adit water | Y | BCR with pre-treatment | Batteries used to run metering pump, slurry mixer, and timer switch | Remote central Montana, southeast of Great Falls/no constraints noted | Pilot | June - September 2013 | Manganese | Mn, total | µg/L | N | N/A | [6 empty] | 61200 | 101000 | 39.4059 |  |  |  | Data not provided | Data not provided | Data not provided | Data not provided | Data not provided | Data not provided | Data not provided | Data not provided |  | Effluent | 6.17 | 4.34 | mg/L | 17.84 | °C | Data not provided | N/A | Data not provided | N/A | -274.4 | mV | 5154 | µS/cm | 46.4 | %DO | Data not provided | Data not provided | Data not provided | Data not provided | Data not provided | Data not provided | Data not provided | Data not provided | Data not provided | Data not provided | The Chitorem/BCR3 treatment provided the best overall treatment performance for both metal removal and sustaining sulfate reducing conditions. | Data not provided | Substrate: sawdust, wood chips, compost, dairy manure and limestone chips. BCR substrate composition was modified due to a shortage of available manure and limestone. The shortage of manure and limestone may have had a negative impact on treatment effectiveness in the BCRs. | Data not provided | Data not provided
Final Danny T Adit Treatability Study Year 1 Technical Memorandum, Barker-Hughesville Mining District Superfund Site Cascade and Judith Basin Counties, Montana | BARKER HUGHESVILLE MINING DISTRICT | MT6122307485 | N/A | N/A | BCR3 | Data not provided | Biochemical reactor (BCR) with CHIT pre-treatment (BCR3) | Passive | Biochemical reactor (BCR) | Pre-treatment | Danny T adit water | Y | BCR with pre-treatment | Batteries used to run metering pump, slurry mixer, and timer switch | Remote central Montana, southeast of Great Falls/no constraints noted | Pilot | June - September 2013 | Manganese | Mn, dissolved | µg/L | N | N/A | [6 empty] | 61300 | 98400 | 37.7033 |  |  |  | Data not provided | Data not provided | Data not provided | Data not provided | Data not provided | Data not provided | Data not provided | Data not provided |  | Effluent | 6.55 | 2.79 | mg/L | 16.81 | °C | Data not provided | N/A | Data not provided | N/A | -247.5 | mV | 6207 | µS/cm | 28.3 | %DO | Data not provided | Data not provided | Data not provided | Data not provided | Data not provided | Data not provided | Data not provided | Data not provided | Data not provided | Data not provided | The Chitorem/BCR3 treatment provided the best overall treatment performance for both metal removal and sustaining sulfate reducing conditions. | Data not provided | Substrate: sawdust, wood chips, compost, dairy manure and limestone chips. BCR substrate composition was modified due to a shortage of available manure and limestone. The shortage of manure and limestone may have had a negative impact on treatment effectiveness in the BCRs. | The number of sampling dates was reduced, resulting in less info to determine long-term treatment effectiveness. | Total metals data set is limited to only two sampling events.
Final Danny T Adit Treatability Study Year 1 Technical Memorandum, Barker-Hughesville Mining District Superfund Site Cascade and Judith Basin Counties, Montana | BARKER HUGHESVILLE MINING DISTRICT | MT6122307485 | N/A | N/A | BCR3 | Data not provided | Biochemical reactor (BCR) with CHIT pre-treatment (BCR3) | Passive | Biochemical reactor (BCR) | Pre-treatment | Danny T adit water | Y | BCR with pre-treatment | Batteries used to run metering pump, slurry mixer, and timer switch | Remote central Montana, southeast of Great Falls/no constraints noted | Pilot | June - September 2013 | Manganese | Mn, total | µg/L | N | N/A | [9 empty] | 6510 | 129000 | 94.9535 | Data not provided | Data not provided | Data not provided | Data not provided | Data not provided | Data not provided | Data not provided | Data not provided |  | Effluent | 6.17 | 0.04 | mg/L | 19.65 | °C | Data not provided | N/A | Data not provided | N/A | -152.5 | mV | 8162 | µS/cm | None | N/A | Data not provided | Data not provided | Data not provided | Data not provided | Data not provided | Data not provided | Data not provided | Data not provided | Data not provided | Data not provided | The Chitorem/BCR3 treatment provided the best overall treatment performance for both metal removal and sustaining sulfate reducing conditions. | Data not provided | Substrate: sawdust, wood chips, compost, dairy manure and limestone chips. BCR substrate composition was modified due to a shortage of available manure and limestone. The shortage of manure and limestone may have had a negative impact on treatment effectiveness in the BCRs. | Data not provided | Data not provided
Final Danny T Adit Treatability Study Year 1 Technical Memorandum, Barker-Hughesville Mining District Superfund Site Cascade and Judith Basin Counties, Montana | BARKER HUGHESVILLE MINING DISTRICT | MT6122307485 | N/A | N/A | BCR3 | Data not provided | Biochemical reactor (BCR) with CHIT pre-treatment (BCR3) | Passive | Biochemical reactor (BCR) | Pre-treatment | Danny T adit water | Y | BCR with pre-treatment | Batteries used to run metering pump, slurry mixer, and timer switch | Remote central Montana, southeast of Great Falls/no constraints noted | Pilot | June - September 2013 | Manganese | Mn, dissolved | µg/L | N | N/A | [9 empty] | 1720 | 128000 | 98.6562 | Data not provided | Data not provided | Data not provided | Data not provided | Data not provided | Data not provided | Data not provided | Data not provided |  | Effluent | 6.81 | 0.1 | mg/L | 20.21 | °C | Data not provided | N/A | Data not provided | N/A | -267.5 | mV | 6424 | µS/cm | None | N/A | Data not provided | Data not provided | Data not provided | Data not provided | Data not provided | Data not provided | Data not provided | Data not provided | Data not provided | Data not provided | The Chitorem/BCR3 treatment provided the best overall treatment performance for both metal removal and sustaining sulfate reducing conditions. | Data not provided | Substrate: sawdust, wood chips, compost, dairy manure and limestone chips. BCR substrate composition was modified due to a shortage of available manure and limestone. The shortage of manure and limestone may have had a negative impact on treatment effectiveness in the BCRs. | The number of sampling dates was reduced, resulting in less info to determine long-term treatment effectiveness. | Total metals data set is limited to only two sampling events.
Final Danny T Adit Treatability Study Year 1 Technical Memorandum, Barker-Hughesville Mining District Superfund Site Cascade and Judith Basin Counties, Montana | BARKER HUGHESVILLE MINING DISTRICT | MT6122307485 | N/A | N/A | BCR4 | Data not provided | Biochemical reactor (BCR) with Mg(OH)2 pre-treatment (BCR4) | Passive | Biochemical reactor (BCR) | Pre-treatment | Danny T adit water | Y | BCR with pre-treatment | Batteries used to run metering pump, slurry mixer, and timer switch | Remote central Montana, southeast of Great Falls/no constraints noted | Pilot | June - September 2013 | Manganese | Mn, total | µg/L | N | N/A | 129000 | 11600 | 91.0078 | [9 empty] | Data not provided | Data not provided | Data not provided | Data not provided | Data not provided | Data not provided | Data not provided | Data not provided |  | Influent | 2.81 | 6.48 | mg/L | 25 | °C | Data not provided | N/A | Data not provided | N/A | 490.9 | mV | 2267 | µS/cm | None | N/A | Data not provided | Data not provided | Data not provided | Data not provided | Data not provided | Data not provided | Data not provided | Data not provided | Data not provided | Data not provided | Data not provided | Data not provided | Substrate: sawdust, wood chips, compost, dairy manure and limestone chips. BCR substrate composition was modified due to a shortage of available manure and limestone. The shortage of manure and limestone may have had a negative impact on treatment effectiveness in the BCRs. | Data not provided | Data not provided
Final Danny T Adit Treatability Study Year 1 Technical Memorandum, Barker-Hughesville Mining District Superfund Site Cascade and Judith Basin Counties, Montana | BARKER HUGHESVILLE MINING DISTRICT | MT6122307485 | N/A | N/A | BCR4 | Data not provided | Biochemical reactor (BCR) with Mg(OH)2 pre-treatment (BCR4) | Passive | Biochemical reactor (BCR) | Pre-treatment | Danny T adit water | Y | BCR with pre-treatment | Batteries used to run metering pump, slurry mixer, and timer switch | Remote central Montana, southeast of Great Falls/no constraints noted | Pilot | June - September 2013 | Manganese | Mn, dissolved | µg/L | N | N/A | 128000 | 61100 | 52.2656 | [9 empty] | Data not provided | Data not provided | Data not provided | Data not provided | Data not provided | Data not provided | Data not provided | Data not provided |  | Influent | 2.93 | 3.87 | mg/L | 15.19 | °C | Data not provided | N/A | Data not provided | N/A | 476.4 | mV | 1332 | µS/cm | None | N/A | Data not provided | Data not provided | Data not provided | Data not provided | Data not provided | Data not provided | N | Acute and chronic ambient water quality standards | Data not provided | Data not provided | Data not provided | Data not provided | Substrate: sawdust, wood chips, compost, dairy manure and limestone chips. BCR substrate composition was modified due to a shortage of available manure and limestone. The shortage of manure and limestone may have had a negative impact on treatment effectiveness in the BCRs. | The number of sampling dates was reduced, resulting in less info to determine long-term treatment effectiveness. | Total metals data set is limited to only two sampling events.
Final Danny T Adit Treatability Study Year 1 Technical Memorandum, Barker-Hughesville Mining District Superfund Site Cascade and Judith Basin Counties, Montana | BARKER HUGHESVILLE MINING DISTRICT | MT6122307485 | N/A | N/A | BCR4 | Data not provided | Biochemical reactor (BCR) with Mg(OH)2 pre-treatment (BCR4) | Passive | Biochemical reactor (BCR) | Pre-treatment | Danny T adit water | Y | BCR with pre-treatment | Batteries used to run metering pump, slurry mixer, and timer switch | Remote central Montana, southeast of Great Falls/no constraints noted | Pilot | June - September 2013 | Manganese | Mn, total | µg/L | N | N/A |  |  |  | 101000 | 113000 | -11.8812 | [6 empty] | Data not provided | Data not provided | Data not provided | Data not provided | Data not provided | Data not provided | Data not provided | Data not provided |  | Influent | 2.85 | 2.41 | mg/L | 21.72 | °C | Data not provided | N/A | Data not provided | N/A | 382.6 | mV | 2404 | µS/cm | 27.1 | %DO | Data not provided | Data not provided | Data not provided | Data not provided | Data not provided | Data not provided | Data not provided | Data not provided | Data not provided | Data not provided | Data not provided | Data not provided | Substrate: sawdust, wood chips, compost, dairy manure and limestone chips. BCR substrate composition was modified due to a shortage of available manure and limestone. The shortage of manure and limestone may have had a negative impact on treatment effectiveness in the BCRs. | Data not provided | Data not provided
Final Danny T Adit Treatability Study Year 1 Technical Memorandum, Barker-Hughesville Mining District Superfund Site Cascade and Judith Basin Counties, Montana | BARKER HUGHESVILLE MINING DISTRICT | MT6122307485 | N/A | N/A | BCR4 | Data not provided | Biochemical reactor (BCR) with Mg(OH)2 pre-treatment (BCR4) | Passive | Biochemical reactor (BCR) | Pre-treatment | Danny T adit water | Y | BCR with pre-treatment | Batteries used to run metering pump, slurry mixer, and timer switch | Remote central Montana, southeast of Great Falls/no constraints noted | Pilot | June - September 2013 | Manganese | Mn, dissolved | µg/L | N | N/A |  |  |  | 98400 | 86400 | 12.1951 | [6 empty] | Data not provided | Data not provided | Data not provided | Data not provided | Data not provided | Data not provided | Data not provided | Data not provided |  | Influent | 2.8 | 2.19 | mg/L | 25.14 | °C | Data not provided | N/A | Data not provided | N/A | 492.7 | mV | 3394 | µS/cm | 26 | %DO | Data not provided | Data not provided | Data not provided | Data not provided | Data not provided | Data not provided | N | Acute and chronic ambient water quality standards | Data not provided | Data not provided | Data not provided | Data not provided | Substrate: sawdust, wood chips, compost, dairy manure and limestone chips. BCR substrate composition was modified due to a shortage of available manure and limestone. The shortage of manure and limestone may have had a negative impact on treatment effectiveness in the BCRs. | The number of sampling dates was reduced, resulting in less info to determine long-term treatment effectiveness. | Total metals data set is limited to only two sampling events.
Final Danny T Adit Treatability Study Year 1 Technical Memorandum, Barker-Hughesville Mining District Superfund Site Cascade and Judith Basin Counties, Montana | BARKER HUGHESVILLE MINING DISTRICT | MT6122307485 | N/A | N/A | BCR4 | Data not provided | Biochemical reactor (BCR) with Mg(OH)2 pre-treatment (BCR4) | Passive | Biochemical reactor (BCR) | Pre-treatment | Danny T adit water | Y | BCR with pre-treatment | Batteries used to run metering pump, slurry mixer, and timer switch | Remote central Montana, southeast of Great Falls/no constraints noted | Pilot | June - September 2013 | Manganese | Mn, total | µg/L | N | N/A | [6 empty] | 113000 | 101000 | -11.8812 |  |  |  | Data not provided | Data not provided | Data not provided | Data not provided | Data not provided | Data not provided | Data not provided | Data not provided |  | Effluent | 6.36 | 2.47 | mg/L | 17.95 | °C | Data not provided | N/A | Data not provided | N/A | -30.2 | mV | 1101 | µS/cm | 26.3 | %DO | Data not provided | Data not provided | Data not provided | Data not provided | Data not provided | Data not provided | Data not provided | Data not provided | Data not provided | Data not provided | Data not provided | Data not provided | Substrate: sawdust, wood chips, compost, dairy manure and limestone chips. BCR substrate composition was modified due to a shortage of available manure and limestone. The shortage of manure and limestone may have had a negative impact on treatment effectiveness in the BCRs. | Data not provided | Data not provided
Final Danny T Adit Treatability Study Year 1 Technical Memorandum, Barker-Hughesville Mining District Superfund Site Cascade and Judith Basin Counties, Montana | BARKER HUGHESVILLE MINING DISTRICT | MT6122307485 | N/A | N/A | BCR4 | Data not provided | Biochemical reactor (BCR) with Mg(OH)2 pre-treatment (BCR4) | Passive | Biochemical reactor (BCR) | Pre-treatment | Danny T adit water | Y | BCR with pre-treatment | Batteries used to run metering pump, slurry mixer, and timer switch | Remote central Montana, southeast of Great Falls/no constraints noted | Pilot | June - September 2013 | Manganese | Mn, dissolved | µg/L | N | N/A | [6 empty] | 146000 | 116000 | -25.8621 |  |  |  | Data not provided | Data not provided | Data not provided | Data not provided | Data not provided | Data not provided | Data not provided | Data not provided |  | Effluent | 6.87 | 1.64 | mg/L | 16.2 | °C | Data not provided | N/A | Data not provided | N/A | -154.2 | mV | 2473 | µS/cm | 17.2 | %DO | Data not provided | Data not provided | Data not provided | Data not provided | Data not provided | Data not provided | N | Acute and chronic ambient water quality standards | Data not provided | Data not provided | Data not provided | Data not provided | Substrate: sawdust, wood chips, compost, dairy manure and limestone chips. BCR substrate composition was modified due to a shortage of available manure and limestone. The shortage of manure and limestone may have had a negative impact on treatment effectiveness in the BCRs. | The number of sampling dates was reduced, resulting in less info to determine long-term treatment effectiveness. | Total metals data set is limited to only two sampling events.
Final Danny T Adit Treatability Study Year 1 Technical Memorandum, Barker-Hughesville Mining District Superfund Site Cascade and Judith Basin Counties, Montana | BARKER HUGHESVILLE MINING DISTRICT | MT6122307485 | N/A | N/A | BCR4 | Data not provided | Biochemical reactor (BCR) with Mg(OH)2 pre-treatment (BCR4) | Passive | Biochemical reactor (BCR) | Pre-treatment | Danny T adit water | Y | BCR with pre-treatment | Batteries used to run metering pump, slurry mixer, and timer switch | Remote central Montana, southeast of Great Falls/no constraints noted | Pilot | June - September 2013 | Manganese | Mn, total | µg/L | N | N/A | [9 empty] | 11600 | 129000 | 91.0078 | Data not provided | Data not provided | Data not provided | Data not provided | Data not provided | Data not provided | Data not provided | Data not provided |  | Effluent | 6.25 | 0.02 | mg/L | 20.16 | °C | Data not provided | N/A | Data not provided | N/A | -144.8 | mV | 4001 | µS/cm | None | N/A | Data not provided | Data not provided | Data not provided | Data not provided | Data not provided | Data not provided | Data not provided | Data not provided | Data not provided | Data not provided | Data not provided | Data not provided | Substrate: sawdust, wood chips, compost, dairy manure and limestone chips. BCR substrate composition was modified due to a shortage of available manure and limestone. The shortage of manure and limestone may have had a negative impact on treatment effectiveness in the BCRs. | Data not provided | Data not provided
Final Danny T Adit Treatability Study Year 1 Technical Memorandum, Barker-Hughesville Mining District Superfund Site Cascade and Judith Basin Counties, Montana | BARKER HUGHESVILLE MINING DISTRICT | MT6122307485 | N/A | N/A | BCR4 | Data not provided | Biochemical reactor (BCR) with Mg(OH)2 pre-treatment (BCR4) | Passive | Biochemical reactor (BCR) | Pre-treatment | Danny T adit water | Y | BCR with pre-treatment | Batteries used to run metering pump, slurry mixer, and timer switch | Remote central Montana, southeast of Great Falls/no constraints noted | Pilot | June - September 2013 | Manganese | Mn, dissolved | µg/L | N | N/A | [9 empty] | 11000 | 124000 | 91.129 | Data not provided | Data not provided | Data not provided | Data not provided | Data not provided | Data not provided | Data not provided | Data not provided |  | Effluent | 6.25 | 0.02 | mg/L | 20.16 | °C | Data not provided | N/A | Data not provided | N/A | -144.8 | mV | 4001 | µS/cm | None | N/A | Data not provided | Data not provided | Data not provided | Data not provided | Data not provided | Data not provided | N | Acute and chronic ambient water quality standards | Data not provided | Data not provided | Data not provided | Data not provided | Substrate: sawdust, wood chips, compost, dairy manure and limestone chips. BCR substrate composition was modified due to a shortage of available manure and limestone. The shortage of manure and limestone may have had a negative impact on treatment effectiveness in the BCRs. | The number of sampling dates was reduced, resulting in less info to determine long-term treatment effectiveness. | Total metals data set is limited to only two sampling events.
Final Danny T Adit Treatability Study Year 1 Technical Memorandum, Barker-Hughesville Mining District Superfund Site Cascade and Judith Basin Counties, Montana | BARKER HUGHESVILLE MINING DISTRICT | MT6122307485 | N/A | N/A | CHIT | Data not provided | Chitorem pre-treatment (CHIT) | Passive | Chitorem® | Pre-treatment | Danny T adit water | Y | Pre-treatment | Batteries used to run metering pump, slurry mixer, and timer switch | Remote central Montana, southeast of Great Falls/no constraints noted | Pilot | June - September 2013 | Manganese | Mn, total | µg/L | N | N/A | 129000 | 3290 | 97.4496 | [9 empty] | Data not provided | Data not provided | Data not provided | Data not provided | Data not provided | Data not provided | Data not provided | Data not provided |  | Influent | 2.81 | 6.48 | mg/L | 25 | °C | Data not provided | N/A | Data not provided | N/A | 490.9 | mV | 2267 | µS/cm | None | N/A | Data not provided | Data not provided | Data not provided | Data not provided | Data not provided | Data not provided | Data not provided | Data not provided | Data not provided | Data not provided | The Chitorem/BCR3 treatment provided the best overall treatment performance for both metal removal and sustaining sulfate reducing conditions. | Data not provided | Chitorem is a proprietary material that contains calcium carbonate, protein, and chitin (crab shell). Also contains its own bacteria - material breaks down and produces carbonates (adds alkalinity). | The Chitorem substrate composition was modified by adding pea gravel to increase permeability. | Data not provided
Final Danny T Adit Treatability Study Year 1 Technical Memorandum, Barker-Hughesville Mining District Superfund Site Cascade and Judith Basin Counties, Montana | BARKER HUGHESVILLE MINING DISTRICT | MT6122307485 | N/A | N/A | CHIT | Data not provided | Chitorem pre-treatment (CHIT) | Passive | Chitorem® | Pre-treatment | Danny T adit water | Y | Pre-treatment | Batteries used to run metering pump, slurry mixer, and timer switch | Remote central Montana, southeast of Great Falls/no constraints noted | Pilot | June - September 2013 | Manganese | Mn, dissolved | µg/L | N | N/A | 128000 | 8880 | 93.0625 | [9 empty] | Data not provided | Data not provided | Data not provided | Data not provided | Data not provided | Data not provided | Data not provided | Data not provided |  | Influent | 2.93 | 3.87 | mg/L | 15.19 | °C | Data not provided | N/A | Data not provided | N/A | 476.4 | mV | 1332 | µS/cm | None | N/A | Data not provided | Data not provided | Data not provided | Data not provided | Data not provided | Data not provided | Data not provided | Data not provided | Data not provided | Data not provided | The Chitorem/BCR3 treatment provided the best overall treatment performance for both metal removal and sustaining sulfate reducing conditions. | Data not provided | Chitorem is a proprietary material that contains calcium carbonate, protein, and chitin (crab shell). Also contains its own bacteria - material breaks down and produces carbonates (adds alkalinity). | The Chitorem substrate composition was modified by adding pea gravel to increase permeability. The number of sampling dates was reduced, resulting in less info to determine long-term treatment effectiveness. | Total metals data set is limited to only two sampling events.
Final Danny T Adit Treatability Study Year 1 Technical Memorandum, Barker-Hughesville Mining District Superfund Site Cascade and Judith Basin Counties, Montana | BARKER HUGHESVILLE MINING DISTRICT | MT6122307485 | N/A | N/A | CHIT | Data not provided | Chitorem pre-treatment (CHIT) | Passive | Chitorem® | Pre-treatment | Danny T adit water | Y | Pre-treatment | Batteries used to run metering pump, slurry mixer, and timer switch | Remote central Montana, southeast of Great Falls/no constraints noted | Pilot | June - September 2013 | Manganese | Mn, total | µg/L | N | N/A |  |  |  | 101000 | 109000 | -7.9208 | [6 empty] | Data not provided | Data not provided | Data not provided | Data not provided | Data not provided | Data not provided | Data not provided | Data not provided |  | Influent | 2.85 | 2.41 | mg/L | 21.72 | °C | Data not provided | N/A | Data not provided | N/A | 382.6 | mV | 2404 | µS/cm | 27.1 | %DO | Data not provided | Data not provided | Data not provided | Data not provided | Data not provided | Data not provided | Data not provided | Data not provided | Data not provided | Data not provided | The Chitorem/BCR3 treatment provided the best overall treatment performance for both metal removal and sustaining sulfate reducing conditions. | Data not provided | Chitorem is a proprietary material that contains calcium carbonate, protein, and chitin (crab shell). Also contains its own bacteria - material breaks down and produces carbonates (adds alkalinity). | The Chitorem substrate composition was modified by adding pea gravel to increase permeability. | Data not provided
Final Danny T Adit Treatability Study Year 1 Technical Memorandum, Barker-Hughesville Mining District Superfund Site Cascade and Judith Basin Counties, Montana | BARKER HUGHESVILLE MINING DISTRICT | MT6122307485 | N/A | N/A | CHIT | Data not provided | Chitorem pre-treatment (CHIT) | Passive | Chitorem® | Pre-treatment | Danny T adit water | Y | Pre-treatment | Batteries used to run metering pump, slurry mixer, and timer switch | Remote central Montana, southeast of Great Falls/no constraints noted | Pilot | June - September 2013 | Manganese | Mn, dissolved | µg/L | N | N/A |  |  |  | 98400 | 94100 | 4.3699 | [6 empty] | Data not provided | Data not provided | Data not provided | Data not provided | Data not provided | Data not provided | Data not provided | Data not provided |  | Influent | 2.8 | 2.19 | mg/L | 25.14 | °C | Data not provided | N/A | Data not provided | N/A | 492.7 | mV | 3394 | µS/cm | 26 | %DO | Data not provided | Data not provided | Data not provided | Data not provided | Data not provided | Data not provided | Data not provided | Data not provided | Data not provided | Data not provided | The Chitorem/BCR3 treatment provided the best overall treatment performance for both metal removal and sustaining sulfate reducing conditions. | Data not provided | Chitorem is a proprietary material that contains calcium carbonate, protein, and chitin (crab shell). Also contains its own bacteria - material breaks down and produces carbonates (adds alkalinity). | The Chitorem substrate composition was modified by adding pea gravel to increase permeability. The number of sampling dates was reduced, resulting in less info to determine long-term treatment effectiveness. | Total metals data set is limited to only two sampling events.
Final Danny T Adit Treatability Study Year 1 Technical Memorandum, Barker-Hughesville Mining District Superfund Site Cascade and Judith Basin Counties, Montana | BARKER HUGHESVILLE MINING DISTRICT | MT6122307485 | N/A | N/A | CHIT | Data not provided | Chitorem pre-treatment (CHIT) | Passive | Chitorem® | Pre-treatment | Danny T adit water | Y | Pre-treatment | Batteries used to run metering pump, slurry mixer, and timer switch | Remote central Montana, southeast of Great Falls/no constraints noted | Pilot | June - September 2013 | Manganese | Mn, total | µg/L | N | N/A | [6 empty] | 109000 | 101000 | -7.9208 |  |  |  | Data not provided | Data not provided | Data not provided | Data not provided | Data not provided | Data not provided | Data not provided | Data not provided |  | Effluent | 6.07 | 3.08 | mg/L | 16.95 | °C | Data not provided | N/A | Data not provided | N/A | -184.7 | mV | 2941 | µS/cm | 31.9 | %DO | Data not provided | Data not provided | Data not provided | Data not provided | Data not provided | Data not provided | Data not provided | Data not provided | Data not provided | Data not provided | The Chitorem/BCR3 treatment provided the best overall treatment performance for both metal removal and sustaining sulfate reducing conditions. | Data not provided | Chitorem is a proprietary material that contains calcium carbonate, protein, and chitin (crab shell). Also contains its own bacteria - material breaks down and produces carbonates (adds alkalinity). | The Chitorem substrate composition was modified by adding pea gravel to increase permeability. | Data not provided
Final Danny T Adit Treatability Study Year 1 Technical Memorandum, Barker-Hughesville Mining District Superfund Site Cascade and Judith Basin Counties, Montana | BARKER HUGHESVILLE MINING DISTRICT | MT6122307485 | N/A | N/A | CHIT | Data not provided | Chitorem pre-treatment (CHIT) | Passive | Chitorem® | Pre-treatment | Danny T adit water | Y | Pre-treatment | Batteries used to run metering pump, slurry mixer, and timer switch | Remote central Montana, southeast of Great Falls/no constraints noted | Pilot | June - September 2013 | Manganese | Mn, dissolved | µg/L | N | N/A | [6 empty] | 113000 | 103000 | -9.7087 |  |  |  | Data not provided | Data not provided | Data not provided | Data not provided | Data not provided | Data not provided | Data not provided | Data not provided |  | Effluent | 6.07 | 3.08 | mg/L | 16.95 | °C | Data not provided | N/A | Data not provided | N/A | -184.7 | mV | 2941 | µS/cm | 31.9 | %DO | Data not provided | Data not provided | Data not provided | Data not provided | Data not provided | Data not provided | Data not provided | Data not provided | Data not provided | Data not provided | The Chitorem/BCR3 treatment provided the best overall treatment performance for both metal removal and sustaining sulfate reducing conditions. | Data not provided | Chitorem is a proprietary material that contains calcium carbonate, protein, and chitin (crab shell). Also contains its own bacteria - material breaks down and produces carbonates (adds alkalinity). | The Chitorem substrate composition was modified by adding pea gravel to increase permeability. The number of sampling dates was reduced, resulting in less info to determine long-term treatment effectiveness. | Total metals data set is limited to only two sampling events.
Final Danny T Adit Treatability Study Year 1 Technical Memorandum, Barker-Hughesville Mining District Superfund Site Cascade and Judith Basin Counties, Montana | BARKER HUGHESVILLE MINING DISTRICT | MT6122307485 | N/A | N/A | CHIT | Data not provided | Chitorem pre-treatment (CHIT) | Passive | Chitorem® | Pre-treatment | Danny T adit water | Y | Pre-treatment | Batteries used to run metering pump, slurry mixer, and timer switch | Remote central Montana, southeast of Great Falls/no constraints noted | Pilot | June - September 2013 | Manganese | Mn, total | µg/L | N | N/A | [9 empty] | 3290 | 129000 | 97.4496 | Data not provided | Data not provided | Data not provided | Data not provided | Data not provided | Data not provided | Data not provided | Data not provided |  | Effluent | 6.65 | 0.05 | mg/L | 21.52 | °C | Data not provided | N/A | Data not provided | N/A | -206.8 | mV | 60571 | µS/cm | None | N/A | Data not provided | Data not provided | Data not provided | Data not provided | Data not provided | Data not provided | Data not provided | Data not provided | Data not provided | Data not provided | The Chitorem/BCR3 treatment provided the best overall treatment performance for both metal removal and sustaining sulfate reducing conditions. | Data not provided | Chitorem is a proprietary material that contains calcium carbonate, protein, and chitin (crab shell). Also contains its own bacteria - material breaks down and produces carbonates (adds alkalinity). | The Chitorem substrate composition was modified by adding pea gravel to increase permeability. | Data not provided
Final Danny T Adit Treatability Study Year 1 Technical Memorandum, Barker-Hughesville Mining District Superfund Site Cascade and Judith Basin Counties, Montana | BARKER HUGHESVILLE MINING DISTRICT | MT6122307485 | N/A | N/A | CHIT | Data not provided | Chitorem pre-treatment (CHIT) | Passive | Chitorem® | Pre-treatment | Danny T adit water | Y | Pre-treatment | Batteries used to run metering pump, slurry mixer, and timer switch | Remote central Montana, southeast of Great Falls/no constraints noted | Pilot | June - September 2013 | Manganese | Mn, dissolved | µg/L | N | N/A | [9 empty] | 3110 | 124000 | 97.4919 | Data not provided | Data not provided | Data not provided | Data not provided | Data not provided | Data not provided | Data not provided | Data not provided |  | Effluent | 6.65 | 0.05 | mg/L | 21.52 | °C | Data not provided | N/A | Data not provided | N/A | -206.8 | mV | 60571 | µS/cm | None | N/A | Data not provided | Data not provided | Data not provided | Data not provided | Data not provided | Data not provided | Data not provided | Data not provided | Data not provided | Data not provided | The Chitorem/BCR3 treatment provided the best overall treatment performance for both metal removal and sustaining sulfate reducing conditions. | Data not provided | Chitorem is a proprietary material that contains calcium carbonate, protein, and chitin (crab shell). Also contains its own bacteria - material breaks down and produces carbonates (adds alkalinity). | The Chitorem substrate composition was modified by adding pea gravel to increase permeability. The number of sampling dates was reduced, resulting in less info to determine long-term treatment effectiveness. | Total metals data set is limited to only two sampling events.
Final Danny T Adit Treatability Study Year 1 Technical Memorandum, Barker-Hughesville Mining District Superfund Site Cascade and Judith Basin Counties, Montana | BARKER HUGHESVILLE MINING DISTRICT | MT6122307485 | N/A | N/A | MGOH | Data not provided | Alkaline Addition pre-treatment - Mg(OH)2 | Passive | Magnesium hydroxide Mg(OH)2 | Pre-treatment | Danny T adit water | Y | Pre-treatment | Batteries used to run metering pump, slurry mixer, and timer switch | Remote central Montana, southeast of Great Falls/no constraints noted | Pilot | June - September 2013 | Manganese | Mn, total | µg/L | N | N/A | 129000 | 101000 | 21.7054 | [9 empty] | Data not provided | Data not provided | Data not provided | Data not provided | Data not provided | Data not provided | Data not provided | Data not provided |  | Influent | 2.81 | 6.48 | mg/L | 25 | °C | Data not provided | N/A | Data not provided | N/A | 490.9 | mV | 2267 | µS/cm | None | N/A | Data not provided | Data not provided | Data not provided | Data not provided | Data not provided | Data not provided | Data not provided | Data not provided | Data not provided | Data not provided | Data not provided | Data not provided | Alkaline addition using a magnesium hydroxide (Mg(OH)2) solution. | Data not provided | Data not provided
Final Danny T Adit Treatability Study Year 1 Technical Memorandum, Barker-Hughesville Mining District Superfund Site Cascade and Judith Basin Counties, Montana | BARKER HUGHESVILLE MINING DISTRICT | MT6122307485 | N/A | N/A | MGOH | Data not provided | Alkaline Addition pre-treatment - Mg(OH)2 | Passive | Magnesium hydroxide Mg(OH)2 | Pre-treatment | Danny T adit water | Y | Pre-treatment | Batteries used to run metering pump, slurry mixer, and timer switch | Remote central Montana, southeast of Great Falls/no constraints noted | Pilot | June - September 2013 | Manganese | Mn, dissolved | µg/L | N | N/A | 128000 | 122000 | 4.6875 | [9 empty] | Data not provided | Data not provided | Data not provided | Data not provided | Data not provided | Data not provided | Data not provided | Data not provided |  | Influent | 2.93 | 3.87 | mg/L | 15.19 | °C | Data not provided | N/A | Data not provided | N/A | 476.4 | mV | 1332 | µS/cm | None | N/A | Data not provided | Data not provided | Data not provided | Data not provided | Data not provided | Data not provided | N | Acute and chronic ambient water quality standards | Data not provided | Data not provided | Data not provided | Data not provided | Alkaline addition using a magnesium hydroxide (Mg(OH)2) solution. | The number of sampling dates was reduced, resulting in less info to determine long-term treatment effectiveness. | Total metals data set is limited to only two sampling events.
Final Danny T Adit Treatability Study Year 1 Technical Memorandum, Barker-Hughesville Mining District Superfund Site Cascade and Judith Basin Counties, Montana | BARKER HUGHESVILLE MINING DISTRICT | MT6122307485 | N/A | N/A | MGOH | Data not provided | Alkaline Addition pre-treatment - Mg(OH)2 | Passive | Magnesium hydroxide Mg(OH)2 | Pre-treatment | Danny T adit water | Y | Pre-treatment | Batteries used to run metering pump, slurry mixer, and timer switch | Remote central Montana, southeast of Great Falls/no constraints noted | Pilot | June - September 2013 | Manganese | Mn, total | µg/L | N | N/A |  |  |  | 101000 | 98800 | 2.1782 | [6 empty] | Data not provided | Data not provided | Data not provided | Data not provided | Data not provided | Data not provided | Data not provided | Data not provided |  | Influent | 2.85 | 2.41 | mg/L | 21.72 | °C | Data not provided | N/A | Data not provided | N/A | 382.6 | mV | 2404 | µS/cm | 27.1 | %DO | Data not provided | Data not provided | Data not provided | Data not provided | Data not provided | Data not provided | Data not provided | Data not provided | Data not provided | Data not provided | Data not provided | Data not provided | Alkaline addition using a magnesium hydroxide (Mg(OH)2) solution. | Data not provided | Data not provided
Final Danny T Adit Treatability Study Year 1 Technical Memorandum, Barker-Hughesville Mining District Superfund Site Cascade and Judith Basin Counties, Montana | BARKER HUGHESVILLE MINING DISTRICT | MT6122307485 | N/A | N/A | MGOH | Data not provided | Alkaline Addition pre-treatment - Mg(OH)2 | Passive | Magnesium hydroxide Mg(OH)2 | Pre-treatment | Danny T adit water | Y | Pre-treatment | Batteries used to run metering pump, slurry mixer, and timer switch | Remote central Montana, southeast of Great Falls/no constraints noted | Pilot | June - September 2013 | Manganese | Mn, dissolved | µg/L | N | N/A |  |  |  | 98400 | 92100 | 6.4024 | [6 empty] | Data not provided | Data not provided | Data not provided | Data not provided | Data not provided | Data not provided | Data not provided | Data not provided |  | Influent | 2.8 | 2.19 | mg/L | 25.14 | °C | Data not provided | N/A | Data not provided | N/A | 492.7 | mV | 3394 | µS/cm | 26 | %DO | Data not provided | Data not provided | Data not provided | Data not provided | Data not provided | Data not provided | N | Acute and chronic ambient water quality standards | Data not provided | Data not provided | Data not provided | Data not provided | Alkaline addition using a magnesium hydroxide (Mg(OH)2) solution. | The number of sampling dates was reduced, resulting in less info to determine long-term treatment effectiveness. | Total metals data set is limited to only two sampling events.
Final Danny T Adit Treatability Study Year 1 Technical Memorandum, Barker-Hughesville Mining District Superfund Site Cascade and Judith Basin Counties, Montana | BARKER HUGHESVILLE MINING DISTRICT | MT6122307485 | N/A | N/A | MGOH | Data not provided | Alkaline Addition pre-treatment - Mg(OH)2 | Passive | Magnesium hydroxide Mg(OH)2 | Pre-treatment | Danny T adit water | Y | Pre-treatment | Batteries used to run metering pump, slurry mixer, and timer switch | Remote central Montana, southeast of Great Falls/no constraints noted | Pilot | June - September 2013 | Manganese | Mn, total | µg/L | N | N/A | [6 empty] | 101000 | 129000 | 21.7054 |  |  |  | Data not provided | Data not provided | Data not provided | Data not provided | Data not provided | Data not provided | Data not provided | Data not provided |  | Effluent | 5.94 | 3.95 | mg/L | 19.28 | °C | Data not provided | N/A | Data not provided | N/A | -15.6 | mV | 1995 | µS/cm | None | N/A | Data not provided | Data not provided | Data not provided | Data not provided | Data not provided | Data not provided | Data not provided | Data not provided | Data not provided | Data not provided | Data not provided | Data not provided | Alkaline addition using a magnesium hydroxide (Mg(OH)2) solution. | Data not provided | Data not provided
Final Danny T Adit Treatability Study Year 1 Technical Memorandum, Barker-Hughesville Mining District Superfund Site Cascade and Judith Basin Counties, Montana | BARKER HUGHESVILLE MINING DISTRICT | MT6122307485 | N/A | N/A | MGOH | Data not provided | Alkaline Addition pre-treatment - Mg(OH)2 | Passive | Magnesium hydroxide Mg(OH)2 | Pre-treatment | Danny T adit water | Y | Pre-treatment | Batteries used to run metering pump, slurry mixer, and timer switch | Remote central Montana, southeast of Great Falls/no constraints noted | Pilot | June - September 2013 | Manganese | Mn, dissolved | µg/L | N | N/A | [6 empty] | 122000 | 128000 | 4.6875 |  |  |  | Data not provided | Data not provided | Data not provided | Data not provided | Data not provided | Data not provided | Data not provided | Data not provided |  | Effluent | 4.63 | 2.48 | mg/L | 14.54 | °C | Data not provided | N/A | Data not provided | N/A | 306.5 | mV | 2186 | µS/cm | None | N/A | Data not provided | Data not provided | Data not provided | Data not provided | Data not provided | Data not provided | N | Acute and chronic ambient water quality standards | Data not provided | Data not provided | Data not provided | Data not provided | Alkaline addition using a magnesium hydroxide (Mg(OH)2) solution. | The number of sampling dates was reduced, resulting in less info to determine long-term treatment effectiveness. | Total metals data set is limited to only two sampling events.
Final Danny T Adit Treatability Study Year 1 Technical Memorandum, Barker-Hughesville Mining District Superfund Site Cascade and Judith Basin Counties, Montana | BARKER HUGHESVILLE MINING DISTRICT | MT6122307485 | N/A | N/A | MGOH | Data not provided | Alkaline Addition pre-treatment - Mg(OH)2 | Passive | Magnesium hydroxide Mg(OH)2 | Pre-treatment | Danny T adit water | Y | Pre-treatment | Batteries used to run metering pump, slurry mixer, and timer switch | Remote central Montana, southeast of Great Falls/no constraints noted | Pilot | June - September 2013 | Manganese | Mn, total | µg/L | N | N/A | [9 empty] | 98800 | 101000 | 2.1782 | Data not provided | Data not provided | Data not provided | Data not provided | Data not provided | Data not provided | Data not provided | Data not provided |  | Effluent | 5.54 | 3.17 | mg/L | 17.66 | °C | Data not provided | N/A | Data not provided | N/A | 114.1 | mV | 2058 | µS/cm | 33.9 | %DO | Data not provided | Data not provided | Data not provided | Data not provided | Data not provided | Data not provided | Data not provided | Data not provided | Data not provided | Data not provided | Data not provided | Data not provided | Alkaline addition using a magnesium hydroxide (Mg(OH)2) solution. | Data not provided | Data not provided
Final Danny T Adit Treatability Study Year 1 Technical Memorandum, Barker-Hughesville Mining District Superfund Site Cascade and Judith Basin Counties, Montana | BARKER HUGHESVILLE MINING DISTRICT | MT6122307485 | N/A | N/A | MGOH | Data not provided | Alkaline Addition pre-treatment - Mg(OH)2 | Passive | Magnesium hydroxide Mg(OH)2 | Pre-treatment | Danny T adit water | Y | Pre-treatment | Batteries used to run metering pump, slurry mixer, and timer switch | Remote central Montana, southeast of Great Falls/no constraints noted | Pilot | June - September 2013 | Manganese | Mn, dissolved | µg/L | N | N/A | [9 empty] | 92100 | 98400 | 6.4024 | Data not provided | Data not provided | Data not provided | Data not provided | Data not provided | Data not provided | Data not provided | Data not provided |  | Effluent | 3.69 | 7.22 | mg/L | 16.5 | °C | Data not provided | N/A | Data not provided | N/A | 103.5 | mV | 3022 | µS/cm | 74 | %DO | Data not provided | Data not provided | Data not provided | Data not provided | Data not provided | Data not provided | N | Acute and chronic ambient water quality standards | Data not provided | Data not provided | Data not provided | Data not provided | Alkaline addition using a magnesium hydroxide (Mg(OH)2) solution. | The number of sampling dates was reduced, resulting in less info to determine long-term treatment effectiveness. | Total metals data set is limited to only two sampling events.
Final Danny T Adit Treatability Study Year 1 Technical Memorandum, Barker-Hughesville Mining District Superfund Site Cascade and Judith Basin Counties, Montana | BARKER HUGHESVILLE MINING DISTRICT | MT6122307485 | N/A | N/A | SAPS | Data not provided | Successive alkalinity producing system (SAPS) pre-treatment | Passive | Successive alkalinity producing system (SAPS) | Pre-treatment | Danny T adit water | Y | Pre-treatment | Batteries used to run metering pump, slurry mixer, and timer switch | Remote central Montana, southeast of Great Falls/no constraints noted | Pilot | June - September 2013 | Manganese | Mn, total | µg/L | N | N/A | 129000 | 42600 | 66.9767 | [9 empty] | Data not provided | Data not provided | Data not provided | Data not provided | Data not provided | Data not provided | Data not provided | Data not provided |  | Influent | 2.81 | 6.48 | mg/L | 25 | °C | Data not provided | N/A | Data not provided | N/A | 490.9 | mV | 2267 | µS/cm | None | N/A | Data not provided | Data not provided | Data not provided | Data not provided | Data not provided | Data not provided | Data not provided | Data not provided | Data not provided | Data not provided | Data not provided | Data not provided | Pre-treatment substrate of limestone gravel overlain by a manure and compost layer. | Data not provided | Data not provided
Final Danny T Adit Treatability Study Year 1 Technical Memorandum, Barker-Hughesville Mining District Superfund Site Cascade and Judith Basin Counties, Montana | BARKER HUGHESVILLE MINING DISTRICT | MT6122307485 | N/A | N/A | SAPS | Data not provided | Successive alkalinity producing system (SAPS) pre-treatment | Passive | Successive alkalinity producing system (SAPS) | Pre-treatment | Danny T adit water | Y | Pre-treatment | Batteries used to run metering pump, slurry mixer, and timer switch | Remote central Montana, southeast of Great Falls/no constraints noted | Pilot | June - September 2013 | Manganese | Mn, dissolved | µg/L | N | N/A | 128000 | 135000 | -5.4688 | [9 empty] | Data not provided | Data not provided | Data not provided | Data not provided | Data not provided | Data not provided | Data not provided | Data not provided |  | Influent | 2.93 | 3.87 | mg/L | 15.19 | °C | Data not provided | N/A | Data not provided | N/A | 476.4 | mV | 1332 | µS/cm | None | N/A | Data not provided | Data not provided | Data not provided | Data not provided | Data not provided | Data not provided | Data not provided | Data not provided | Data not provided | Data not provided | Data not provided | Data not provided | Pre-treatment substrate of limestone gravel overlain by a manure and compost layer. | The number of sampling dates was reduced, resulting in less info to determine long-term treatment effectiveness. | Total metals data set is limited to only two sampling events.
Final Danny T Adit Treatability Study Year 1 Technical Memorandum, Barker-Hughesville Mining District Superfund Site Cascade and Judith Basin Counties, Montana | BARKER HUGHESVILLE MINING DISTRICT | MT6122307485 | N/A | N/A | SAPS | Data not provided | Successive alkalinity producing system (SAPS) pre-treatment | Passive | Successive alkalinity producing system (SAPS) | Pre-treatment | Danny T adit water | Y | Pre-treatment | Batteries used to run metering pump, slurry mixer, and timer switch | Remote central Montana, southeast of Great Falls/no constraints noted | Pilot | June - September 2013 | Manganese | Mn, total | µg/L | N | N/A |  |  |  | 101000 | 96300 | 4.6535 | [6 empty] | Data not provided | Data not provided | Data not provided | Data not provided | Data not provided | Data not provided | Data not provided | Data not provided |  | Influent | 2.85 | 2.41 | mg/L | 21.72 | °C | Data not provided | N/A | Data not provided | N/A | 382.6 | mV | 2404 | µS/cm | 27.1 | %DO | Data not provided | Data not provided | Data not provided | Data not provided | Data not provided | Data not provided | Data not provided | Data not provided | Data not provided | Data not provided | Data not provided | Data not provided | Pre-treatment substrate of limestone gravel overlain by a manure and compost layer. | Data not provided | Data not provided
Final Danny T Adit Treatability Study Year 1 Technical Memorandum, Barker-Hughesville Mining District Superfund Site Cascade and Judith Basin Counties, Montana | BARKER HUGHESVILLE MINING DISTRICT | MT6122307485 | N/A | N/A | SAPS | Data not provided | Successive alkalinity producing system (SAPS) pre-treatment | Passive | Successive alkalinity producing system (SAPS) | Pre-treatment | Danny T adit water | Y | Pre-treatment | Batteries used to run metering pump, slurry mixer, and timer switch | Remote central Montana, southeast of Great Falls/no constraints noted | Pilot | June - September 2013 | Manganese | Mn, dissolved | µg/L | N | N/A |  |  |  | 98400 | 99000 | -0.60976 | [6 empty] | Data not provided | Data not provided | Data not provided | Data not provided | Data not provided | Data not provided | Data not provided | Data not provided |  | Influent | 2.8 | 2.19 | mg/L | 25.14 | °C | Data not provided | N/A | Data not provided | N/A | 492.7 | mV | 3394 | µS/cm | 26 | %DO | Data not provided | Data not provided | Data not provided | Data not provided | Data not provided | Data not provided | Data not provided | Data not provided | Data not provided | Data not provided | Data not provided | Data not provided | Pre-treatment substrate of limestone gravel overlain by a manure and compost layer. | The number of sampling dates was reduced, resulting in less info to determine long-term treatment effectiveness. | Total metals data set is limited to only two sampling events.
Final Danny T Adit Treatability Study Year 1 Technical Memorandum, Barker-Hughesville Mining District Superfund Site Cascade and Judith Basin Counties, Montana | BARKER HUGHESVILLE MINING DISTRICT | MT6122307485 | N/A | N/A | SAPS | Data not provided | Successive alkalinity producing system (SAPS) pre-treatment | Passive | Successive alkalinity producing system (SAPS) | Pre-treatment | Danny T adit water | Y | Pre-treatment | Batteries used to run metering pump, slurry mixer, and timer switch | Remote central Montana, southeast of Great Falls/no constraints noted | Pilot | June - September 2013 | Manganese | Mn, total | µg/L | N | N/A | [6 empty] | 96300 | 101000 | 4.6535 |  |  |  | Data not provided | Data not provided | Data not provided | Data not provided | Data not provided | Data not provided | Data not provided | Data not provided |  | Effluent | 5.22 | 1.58 | mg/L | 17.74 | °C | Data not provided | N/A | Data not provided | N/A | 132.8 | mV | 2091 | µS/cm | 15.8 | %DO | Data not provided | Data not provided | Data not provided | Data not provided | Data not provided | Data not provided | Data not provided | Data not provided | Data not provided | Data not provided | Data not provided | Data not provided | Pre-treatment substrate of limestone gravel overlain by a manure and compost layer. | Data not provided | Data not provided
Final Danny T Adit Treatability Study Year 1 Technical Memorandum, Barker-Hughesville Mining District Superfund Site Cascade and Judith Basin Counties, Montana | BARKER HUGHESVILLE MINING DISTRICT | MT6122307485 | N/A | N/A | SAPS | Data not provided | Successive alkalinity producing system (SAPS) pre-treatment | Passive | Successive alkalinity producing system (SAPS) | Pre-treatment | Danny T adit water | Y | Pre-treatment | Batteries used to run metering pump, slurry mixer, and timer switch | Remote central Montana, southeast of Great Falls/no constraints noted | Pilot | June - September 2013 | Manganese | Mn, dissolved | µg/L | N | N/A | [6 empty] | 135000 | 128000 | -5.4688 |  |  |  | Data not provided | Data not provided | Data not provided | Data not provided | Data not provided | Data not provided | Data not provided | Data not provided |  | Effluent | 5.51 | 1.2 | mg/L | 16.76 | °C | Data not provided | N/A | Data not provided | N/A | 114.3 | mV | 2232 | µS/cm | None | N/A | Data not provided | Data not provided | Data not provided | Data not provided | Data not provided | Data not provided | Data not provided | Data not provided | Data not provided | Data not provided | Data not provided | Data not provided | Pre-treatment substrate of limestone gravel overlain by a manure and compost layer. | The number of sampling dates was reduced, resulting in less info to determine long-term treatment effectiveness. | Total metals data set is limited to only two sampling events.
Final Danny T Adit Treatability Study Year 1 Technical Memorandum, Barker-Hughesville Mining District Superfund Site Cascade and Judith Basin Counties, Montana | BARKER HUGHESVILLE MINING DISTRICT | MT6122307485 | N/A | N/A | SAPS | Data not provided | Successive alkalinity producing system (SAPS) pre-treatment | Passive | Successive alkalinity producing system (SAPS) | Pre-treatment | Danny T adit water | Y | Pre-treatment | Batteries used to run metering pump, slurry mixer, and timer switch | Remote central Montana, southeast of Great Falls/no constraints noted | Pilot | June - September 2013 | Manganese | Mn, total | µg/L | N | N/A | [9 empty] | 42600 | 129000 | 66.9767 | Data not provided | Data not provided | Data not provided | Data not provided | Data not provided | Data not provided | Data not provided | Data not provided |  | Effluent | 6.38 | 0.09 | mg/L | 21.97 | °C | Data not provided | N/A | Data not provided | N/A | -157.6 | mV | 2434 | µS/cm | None | N/A | Data not provided | Data not provided | Data not provided | Data not provided | Data not provided | Data not provided | Data not provided | Data not provided | Data not provided | Data not provided | Data not provided | Data not provided | Pre-treatment substrate of limestone gravel overlain by a manure and compost layer. | Data not provided | Data not provided
Final Danny T Adit Treatability Study Year 1 Technical Memorandum, Barker-Hughesville Mining District Superfund Site Cascade and Judith Basin Counties, Montana | BARKER HUGHESVILLE MINING DISTRICT | MT6122307485 | N/A | N/A | SAPS | Data not provided | Successive alkalinity producing system (SAPS) pre-treatment | Passive | Successive alkalinity producing system (SAPS) | Pre-treatment | Danny T adit water | Y | Pre-treatment | Batteries used to run metering pump, slurry mixer, and timer switch | Remote central Montana, southeast of Great Falls/no constraints noted | Pilot | June - September 2013 | Manganese | Mn, dissolved | µg/L | N | N/A | [9 empty] | 42400 | 124000 | 65.8065 | Data not provided | Data not provided | Data not provided | Data not provided | Data not provided | Data not provided | Data not provided | Data not provided |  | Effluent | 5.51 | 1.2 | mg/L | 16.76 | °C | Data not provided | N/A | Data not provided | N/A | 114.3 | mV | 2232 | µS/cm | None | N/A | Data not provided | Data not provided | Data not provided | Data not provided | Data not provided | Data not provided | Data not provided | Data not provided | Data not provided | Data not provided | Data not provided | Data not provided | Pre-treatment substrate of limestone gravel overlain by a manure and compost layer. | The number of sampling dates was reduced, resulting in less info to determine long-term treatment effectiveness. | Total metals data set is limited to only two sampling events.
Final Danny T Adit Treatability Study Year 1 Technical Memorandum, Barker-Hughesville Mining District Superfund Site Cascade and Judith Basin Counties, Montana | BARKER HUGHESVILLE MINING DISTRICT | MT6122307485 | N/A | N/A | BCR1 | Data not provided | Biochemical reactor (BCR) without pre-treatment (BCR1) | Passive | Biochemical reactor (BCR) | No pre-treatment | Danny T adit water | N | BCR without pre-treatment | Batteries used to run metering pump, slurry mixer, and timer switch | Remote central Montana, southeast of Great Falls/no constraints noted | Pilot | June - September 2013 | Nitrogen | N | mg/L, Ammonia as N | N | N/A | Data not provided | Data not provided | Not Applicable | [9 empty] | Data not provided | Data not provided | Data not provided | Data not provided | Data not provided | Data not provided | Data not provided | Data not provided |  | Influent | [5 empty] | Data not provided | N/A | Data not provided | N/A | Data not provided | N/A | Data not provided | N/A | None | N/A | Data not provided | Data not provided | Data not provided | Data not provided | Data not provided | Data not provided | Data not provided | Data not provided | Data not provided | Data not provided | Results support the need for pretreatment of high acidity MIW ahead of the BCR. | Data not provided | Substrate: sawdust, wood chips, compost, dairy manure and limestone chips. BCR substrate composition was modified due to a shortage of available manure and limestone. The shortage of manure and limestone may have had a negative impact on treatment effectiveness in the BCRs. | Data not provided | No influent data.
Final Danny T Adit Treatability Study Year 1 Technical Memorandum, Barker-Hughesville Mining District Superfund Site Cascade and Judith Basin Counties, Montana | BARKER HUGHESVILLE MINING DISTRICT | MT6122307485 | N/A | N/A | BCR1 | Data not provided | Biochemical reactor (BCR) without pre-treatment (BCR1) | Passive | Biochemical reactor (BCR) | No pre-treatment | Danny T adit water | N | BCR without pre-treatment | Batteries used to run metering pump, slurry mixer, and timer switch | Remote central Montana, southeast of Great Falls/no constraints noted | Pilot | June - September 2013 | Nitrogen | N | mg/L, Ammonia as N | N | N/A |  |  |  | Data not provided | Data not provided | Not Applicable | [6 empty] | Data not provided | Data not provided | Data not provided | Data not provided | Data not provided | Data not provided | Data not provided | Data not provided |  | Influent | [5 empty] | Data not provided | N/A | Data not provided | N/A | Data not provided | N/A | Data not provided | N/A | None | N/A | Data not provided | Data not provided | Data not provided | Data not provided | Data not provided | Data not provided | Data not provided | Data not provided | Data not provided | Data not provided | Results support the need for pretreatment of high acidity MIW ahead of the BCR. | Data not provided | Substrate: sawdust, wood chips, compost, dairy manure and limestone chips. BCR substrate composition was modified due to a shortage of available manure and limestone. The shortage of manure and limestone may have had a negative impact on treatment effectiveness in the BCRs. | Data not provided | No influent data.
Final Danny T Adit Treatability Study Year 1 Technical Memorandum, Barker-Hughesville Mining District Superfund Site Cascade and Judith Basin Counties, Montana | BARKER HUGHESVILLE MINING DISTRICT | MT6122307485 | N/A | N/A | BCR1 | Data not provided | Biochemical reactor (BCR) without pre-treatment (BCR1) | Passive | Biochemical reactor (BCR) | No pre-treatment | Danny T adit water | N | BCR without pre-treatment | Batteries used to run metering pump, slurry mixer, and timer switch | Remote central Montana, southeast of Great Falls/no constraints noted | Pilot | June - September 2013 | Nitrogen | N | mg/L, Ammonia as N | N | N/A | [6 empty] | Data not provided | Data not provided | Not Applicable |  |  |  | Data not provided | Data not provided | Data not provided | Data not provided | Data not provided | Data not provided | Data not provided | Data not provided |  | Effluent | [5 empty] | Data not provided | N/A | Data not provided | N/A | Data not provided | N/A | Data not provided | N/A | None | N/A | Data not provided | Data not provided | Data not provided | Data not provided | Data not provided | Data not provided | Data not provided | Data not provided | Data not provided | Data not provided | Results support the need for pretreatment of high acidity MIW ahead of the BCR. | Data not provided | Substrate: sawdust, wood chips, compost, dairy manure and limestone chips. BCR substrate composition was modified due to a shortage of available manure and limestone. The shortage of manure and limestone may have had a negative impact on treatment effectiveness in the BCRs. | Data not provided | No influent data.
Final Danny T Adit Treatability Study Year 1 Technical Memorandum, Barker-Hughesville Mining District Superfund Site Cascade and Judith Basin Counties, Montana | BARKER HUGHESVILLE MINING DISTRICT | MT6122307485 | N/A | N/A | BCR1 | Data not provided | Biochemical reactor (BCR) without pre-treatment (BCR1) | Passive | Biochemical reactor (BCR) | No pre-treatment | Danny T adit water | N | BCR without pre-treatment | Batteries used to run metering pump, slurry mixer, and timer switch | Remote central Montana, southeast of Great Falls/no constraints noted | Pilot | June - September 2013 | Nitrogen | N | mg/L, Ammonia as N | N | N/A | [9 empty] | Data not provided | Data not provided | Not Applicable | Data not provided | Data not provided | Data not provided | Data not provided | Data not provided | Data not provided | Data not provided | Data not provided |  | Effluent | [5 empty] | Data not provided | N/A | Data not provided | N/A | Data not provided | N/A | Data not provided | N/A | None | N/A | Data not provided | Data not provided | Data not provided | Data not provided | Data not provided | Data not provided | Data not provided | Data not provided | Data not provided | Data not provided | Results support the need for pretreatment of high acidity MIW ahead of the BCR. | Data not provided | Substrate: sawdust, wood chips, compost, dairy manure and limestone chips. BCR substrate composition was modified due to a shortage of available manure and limestone. The shortage of manure and limestone may have had a negative impact on treatment effectiveness in the BCRs. | Data not provided | No influent data.
Final Danny T Adit Treatability Study Year 1 Technical Memorandum, Barker-Hughesville Mining District Superfund Site Cascade and Judith Basin Counties, Montana | BARKER HUGHESVILLE MINING DISTRICT | MT6122307485 | N/A | N/A | BCR2 | Data not provided | Biochemical reactor (BCR) with SAPS pre-treatment (BCR2) | Passive | Biochemical reactor (BCR) | Pre-treatment | Danny T adit water | Y | BCR with pre-treatment | Batteries used to run metering pump, slurry mixer, and timer switch | Remote central Montana, southeast of Great Falls/no constraints noted | Pilot | June - September 2013 | Nitrogen | N | mg/L, Ammonia as N | N | N/A | Data not provided | Data not provided | Not Applicable | [9 empty] | Data not provided | Data not provided | Data not provided | Data not provided | Data not provided | Data not provided | Data not provided | Data not provided |  | Influent | [5 empty] | Data not provided | N/A | Data not provided | N/A | Data not provided | N/A | Data not provided | N/A | None | N/A | Data not provided | Data not provided | Data not provided | Data not provided | Data not provided | Data not provided | Data not provided | Data not provided | Data not provided | Data not provided | Data not provided | Data not provided | Substrate: sawdust, wood chips, compost, dairy manure and limestone chips. BCR substrate composition was modified due to a shortage of available manure and limestone. The shortage of manure and limestone may have had a negative impact on treatment effectiveness in the BCRs. | Data not provided | No influent data.
Final Danny T Adit Treatability Study Year 1 Technical Memorandum, Barker-Hughesville Mining District Superfund Site Cascade and Judith Basin Counties, Montana | BARKER HUGHESVILLE MINING DISTRICT | MT6122307485 | N/A | N/A | BCR2 | Data not provided | Biochemical reactor (BCR) with SAPS pre-treatment (BCR2) | Passive | Biochemical reactor (BCR) | Pre-treatment | Danny T adit water | Y | BCR with pre-treatment | Batteries used to run metering pump, slurry mixer, and timer switch | Remote central Montana, southeast of Great Falls/no constraints noted | Pilot | June - September 2013 | Nitrogen | N | mg/L, Ammonia as N | N | N/A |  |  |  | Data not provided | Data not provided | Not Applicable | [6 empty] | Data not provided | Data not provided | Data not provided | Data not provided | Data not provided | Data not provided | Data not provided | Data not provided |  | Influent | [5 empty] | Data not provided | N/A | Data not provided | N/A | Data not provided | N/A | Data not provided | N/A | None | N/A | Data not provided | Data not provided | Data not provided | Data not provided | Data not provided | Data not provided | Data not provided | Data not provided | Data not provided | Data not provided | Data not provided | Data not provided | Substrate: sawdust, wood chips, compost, dairy manure and limestone chips. BCR substrate composition was modified due to a shortage of available manure and limestone. The shortage of manure and limestone may have had a negative impact on treatment effectiveness in the BCRs. | Data not provided | No influent data.
Final Danny T Adit Treatability Study Year 1 Technical Memorandum, Barker-Hughesville Mining District Superfund Site Cascade and Judith Basin Counties, Montana | BARKER HUGHESVILLE MINING DISTRICT | MT6122307485 | N/A | N/A | BCR2 | Data not provided | Biochemical reactor (BCR) with SAPS pre-treatment (BCR2) | Passive | Biochemical reactor (BCR) | Pre-treatment | Danny T adit water | Y | BCR with pre-treatment | Batteries used to run metering pump, slurry mixer, and timer switch | Remote central Montana, southeast of Great Falls/no constraints noted | Pilot | June - September 2013 | Nitrogen | N | mg/L, Ammonia as N | N | N/A | [6 empty] | 3.2 | Data not provided | Not Applicable |  |  |  | Data not provided | Data not provided | Data not provided | Data not provided | Data not provided | Data not provided | Data not provided | Data not provided |  | Effluent | 6.32 | 0.56 | mg/L | 21.15 | °C | Data not provided | N/A | Data not provided | N/A | -67.7 | mV | 2552 | µS/cm | None | N/A | Data not provided | Data not provided | Data not provided | Data not provided | Data not provided | Data not provided | Data not provided | Data not provided | Data not provided | Data not provided | Data not provided | Data not provided | Substrate: sawdust, wood chips, compost, dairy manure and limestone chips. BCR substrate composition was modified due to a shortage of available manure and limestone. The shortage of manure and limestone may have had a negative impact on treatment effectiveness in the BCRs. | Data not provided | No influent data.
Final Danny T Adit Treatability Study Year 1 Technical Memorandum, Barker-Hughesville Mining District Superfund Site Cascade and Judith Basin Counties, Montana | BARKER HUGHESVILLE MINING DISTRICT | MT6122307485 | N/A | N/A | BCR2 | Data not provided | Biochemical reactor (BCR) with SAPS pre-treatment (BCR2) | Passive | Biochemical reactor (BCR) | Pre-treatment | Danny T adit water | Y | BCR with pre-treatment | Batteries used to run metering pump, slurry mixer, and timer switch | Remote central Montana, southeast of Great Falls/no constraints noted | Pilot | June - September 2013 | Nitrogen | N | mg/L, Ammonia as N | N | N/A | [9 empty] | 0.05 U | Data not provided | Not Applicable | Data not provided | Data not provided | Data not provided | Data not provided | Data not provided | Data not provided | Data not provided | Data not provided |  | Effluent | 6.26 | 8.52 | mg/L | 18.4 | °C | Data not provided | N/A | Data not provided | N/A | 19.4 | mV | 3224 | µS/cm | 92.1 | %DO | Data not provided | Data not provided | Data not provided | Data not provided | Data not provided | Data not provided | Data not provided | Data not provided | Data not provided | Data not provided | Data not provided | Data not provided | Substrate: sawdust, wood chips, compost, dairy manure and limestone chips. BCR substrate composition was modified due to a shortage of available manure and limestone. The shortage of manure and limestone may have had a negative impact on treatment effectiveness in the BCRs. | Data not provided | No influent data.
Final Danny T Adit Treatability Study Year 1 Technical Memorandum, Barker-Hughesville Mining District Superfund Site Cascade and Judith Basin Counties, Montana | BARKER HUGHESVILLE MINING DISTRICT | MT6122307485 | N/A | N/A | BCR3 | Data not provided | Biochemical reactor (BCR) with CHIT pre-treatment (BCR3) | Passive | Biochemical reactor (BCR) | Pre-treatment | Danny T adit water | Y | BCR with pre-treatment | Batteries used to run metering pump, slurry mixer, and timer switch | Remote central Montana, southeast of Great Falls/no constraints noted | Pilot | June - September 2013 | Nitrogen | N | mg/L, Ammonia as N | N | N/A | Data not provided | Data not provided | Not Applicable | [9 empty] | Data not provided | Data not provided | Data not provided | Data not provided | Data not provided | Data not provided | Data not provided | Data not provided |  | Influent | [5 empty] | Data not provided | N/A | Data not provided | N/A | Data not provided | N/A | Data not provided | N/A | None | N/A | Data not provided | Data not provided | Data not provided | Data not provided | Data not provided | Data not provided | Data not provided | Data not provided | Data not provided | Data not provided | Data not provided | Data not provided | Substrate: sawdust, wood chips, compost, dairy manure and limestone chips. BCR substrate composition was modified due to a shortage of available manure and limestone. The shortage of manure and limestone may have had a negative impact on treatment effectiveness in the BCRs. | Data not provided | No influent data.
Final Danny T Adit Treatability Study Year 1 Technical Memorandum, Barker-Hughesville Mining District Superfund Site Cascade and Judith Basin Counties, Montana | BARKER HUGHESVILLE MINING DISTRICT | MT6122307485 | N/A | N/A | BCR3 | Data not provided | Biochemical reactor (BCR) with CHIT pre-treatment (BCR3) | Passive | Biochemical reactor (BCR) | Pre-treatment | Danny T adit water | Y | BCR with pre-treatment | Batteries used to run metering pump, slurry mixer, and timer switch | Remote central Montana, southeast of Great Falls/no constraints noted | Pilot | June - September 2013 | Nitrogen | N | mg/L, Ammonia as N | N | N/A |  |  |  | Data not provided | Data not provided | Not Applicable | [6 empty] | Data not provided | Data not provided | Data not provided | Data not provided | Data not provided | Data not provided | Data not provided | Data not provided |  | Influent | [5 empty] | Data not provided | N/A | Data not provided | N/A | Data not provided | N/A | Data not provided | N/A | None | N/A | Data not provided | Data not provided | Data not provided | Data not provided | Data not provided | Data not provided | Data not provided | Data not provided | Data not provided | Data not provided | Data not provided | Data not provided | Substrate: sawdust, wood chips, compost, dairy manure and limestone chips. BCR substrate composition was modified due to a shortage of available manure and limestone. The shortage of manure and limestone may have had a negative impact on treatment effectiveness in the BCRs. | Data not provided | No influent data.
Final Danny T Adit Treatability Study Year 1 Technical Memorandum, Barker-Hughesville Mining District Superfund Site Cascade and Judith Basin Counties, Montana | BARKER HUGHESVILLE MINING DISTRICT | MT6122307485 | N/A | N/A | BCR3 | Data not provided | Biochemical reactor (BCR) with CHIT pre-treatment (BCR3) | Passive | Biochemical reactor (BCR) | Pre-treatment | Danny T adit water | Y | BCR with pre-treatment | Batteries used to run metering pump, slurry mixer, and timer switch | Remote central Montana, southeast of Great Falls/no constraints noted | Pilot | June - September 2013 | Nitrogen | N | mg/L, Ammonia as N | N | N/A | [6 empty] | 179 | Data not provided | Not Applicable |  |  |  | Data not provided | Data not provided | Data not provided | Data not provided | Data not provided | Data not provided | Data not provided | Data not provided |  | Effluent | 6.17 | 4.34 | mg/L | 17.84 | °C | Data not provided | N/A | Data not provided | N/A | -274.4 | mV | 5154 | µS/cm | 46.4 | %DO | Data not provided | Data not provided | Data not provided | Data not provided | Data not provided | Data not provided | Data not provided | Data not provided | Data not provided | Data not provided | Data not provided | Data not provided | Substrate: sawdust, wood chips, compost, dairy manure and limestone chips. BCR substrate composition was modified due to a shortage of available manure and limestone. The shortage of manure and limestone may have had a negative impact on treatment effectiveness in the BCRs. | Data not provided | No influent data.
Final Danny T Adit Treatability Study Year 1 Technical Memorandum, Barker-Hughesville Mining District Superfund Site Cascade and Judith Basin Counties, Montana | BARKER HUGHESVILLE MINING DISTRICT | MT6122307485 | N/A | N/A | BCR3 | Data not provided | Biochemical reactor (BCR) with CHIT pre-treatment (BCR3) | Passive | Biochemical reactor (BCR) | Pre-treatment | Danny T adit water | Y | BCR with pre-treatment | Batteries used to run metering pump, slurry mixer, and timer switch | Remote central Montana, southeast of Great Falls/no constraints noted | Pilot | June - September 2013 | Nitrogen | N | mg/L, Ammonia as N | N | N/A | [9 empty] | 166 | Data not provided | Not Applicable | Data not provided | Data not provided | Data not provided | Data not provided | Data not provided | Data not provided | Data not provided | Data not provided |  | Effluent | 6.75 | 2.38 | mg/L | 14.5 | °C | Data not provided | N/A | Data not provided | N/A | -325.7 | mV | 5866 | µS/cm | 23.5 | %DO | Data not provided | Data not provided | Data not provided | Data not provided | Data not provided | Data not provided | Data not provided | Data not provided | Data not provided | Data not provided | Data not provided | Data not provided | Substrate: sawdust, wood chips, compost, dairy manure and limestone chips. BCR substrate composition was modified due to a shortage of available manure and limestone. The shortage of manure and limestone may have had a negative impact on treatment effectiveness in the BCRs. | Data not provided | No influent data.
Final Danny T Adit Treatability Study Year 1 Technical Memorandum, Barker-Hughesville Mining District Superfund Site Cascade and Judith Basin Counties, Montana | BARKER HUGHESVILLE MINING DISTRICT | MT6122307485 | N/A | N/A | BCR4 | Data not provided | Biochemical reactor (BCR) with Mg(OH)2 pre-treatment (BCR4) | Passive | Biochemical reactor (BCR) | Pre-treatment | Danny T adit water | Y | BCR with pre-treatment | Batteries used to run metering pump, slurry mixer, and timer switch | Remote central Montana, southeast of Great Falls/no constraints noted | Pilot | June - September 2013 | Nitrogen | N | mg/L, Ammonia as N | N | N/A | Data not provided | Data not provided | Not Applicable | [9 empty] | Data not provided | Data not provided | Data not provided | Data not provided | Data not provided | Data not provided | Data not provided | Data not provided |  | Influent | [5 empty] | Data not provided | N/A | Data not provided | N/A | Data not provided | N/A | Data not provided | N/A | None | N/A | Data not provided | Data not provided | Data not provided | Data not provided | Data not provided | Data not provided | Data not provided | Data not provided | Data not provided | Data not provided | Data not provided | Data not provided | Substrate: sawdust, wood chips, compost, dairy manure and limestone chips. BCR substrate composition was modified due to a shortage of available manure and limestone. The shortage of manure and limestone may have had a negative impact on treatment effectiveness in the BCRs. | Data not provided | No influent data.
Final Danny T Adit Treatability Study Year 1 Technical Memorandum, Barker-Hughesville Mining District Superfund Site Cascade and Judith Basin Counties, Montana | BARKER HUGHESVILLE MINING DISTRICT | MT6122307485 | N/A | N/A | BCR4 | Data not provided | Biochemical reactor (BCR) with Mg(OH)2 pre-treatment (BCR4) | Passive | Biochemical reactor (BCR) | Pre-treatment | Danny T adit water | Y | BCR with pre-treatment | Batteries used to run metering pump, slurry mixer, and timer switch | Remote central Montana, southeast of Great Falls/no constraints noted | Pilot | June - September 2013 | Nitrogen | N | mg/L, Ammonia as N | N | N/A |  |  |  | Data not provided | Data not provided | Not Applicable | [6 empty] | Data not provided | Data not provided | Data not provided | Data not provided | Data not provided | Data not provided | Data not provided | Data not provided |  | Influent | [5 empty] | Data not provided | N/A | Data not provided | N/A | Data not provided | N/A | Data not provided | N/A | None | N/A | Data not provided | Data not provided | Data not provided | Data not provided | Data not provided | Data not provided | Data not provided | Data not provided | Data not provided | Data not provided | Data not provided | Data not provided | Substrate: sawdust, wood chips, compost, dairy manure and limestone chips. BCR substrate composition was modified due to a shortage of available manure and limestone. The shortage of manure and limestone may have had a negative impact on treatment effectiveness in the BCRs. | Data not provided | No influent data.
Final Danny T Adit Treatability Study Year 1 Technical Memorandum, Barker-Hughesville Mining District Superfund Site Cascade and Judith Basin Counties, Montana | BARKER HUGHESVILLE MINING DISTRICT | MT6122307485 | N/A | N/A | BCR4 | Data not provided | Biochemical reactor (BCR) with Mg(OH)2 pre-treatment (BCR4) | Passive | Biochemical reactor (BCR) | Pre-treatment | Danny T adit water | Y | BCR with pre-treatment | Batteries used to run metering pump, slurry mixer, and timer switch | Remote central Montana, southeast of Great Falls/no constraints noted | Pilot | June - September 2013 | Nitrogen | N | mg/L, Ammonia as N | N | N/A | [6 empty] | Data not provided | Data not provided | Not Applicable |  |  |  | Data not provided | Data not provided | Data not provided | Data not provided | Data not provided | Data not provided | Data not provided | Data not provided |  | Effluent | [5 empty] | Data not provided | N/A | Data not provided | N/A | Data not provided | N/A | Data not provided | N/A | None | N/A | Data not provided | Data not provided | Data not provided | Data not provided | Data not provided | Data not provided | Data not provided | Data not provided | Data not provided | Data not provided | Data not provided | Data not provided | Substrate: sawdust, wood chips, compost, dairy manure and limestone chips. BCR substrate composition was modified due to a shortage of available manure and limestone. The shortage of manure and limestone may have had a negative impact on treatment effectiveness in the BCRs. | Data not provided | No influent data.
Final Danny T Adit Treatability Study Year 1 Technical Memorandum, Barker-Hughesville Mining District Superfund Site Cascade and Judith Basin Counties, Montana | BARKER HUGHESVILLE MINING DISTRICT | MT6122307485 | N/A | N/A | BCR4 | Data not provided | Biochemical reactor (BCR) with Mg(OH)2 pre-treatment (BCR4) | Passive | Biochemical reactor (BCR) | Pre-treatment | Danny T adit water | Y | BCR with pre-treatment | Batteries used to run metering pump, slurry mixer, and timer switch | Remote central Montana, southeast of Great Falls/no constraints noted | Pilot | June - September 2013 | Nitrogen | N | mg/L, Ammonia as N | N | N/A | [9 empty] | Data not provided | Data not provided | Not Applicable | Data not provided | Data not provided | Data not provided | Data not provided | Data not provided | Data not provided | Data not provided | Data not provided |  | Effluent | [5 empty] | Data not provided | N/A | Data not provided | N/A | Data not provided | N/A | Data not provided | N/A | None | N/A | Data not provided | Data not provided | Data not provided | Data not provided | Data not provided | Data not provided | Data not provided | Data not provided | Data not provided | Data not provided | Data not provided | Data not provided | Substrate: sawdust, wood chips, compost, dairy manure and limestone chips. BCR substrate composition was modified due to a shortage of available manure and limestone. The shortage of manure and limestone may have had a negative impact on treatment effectiveness in the BCRs. | Data not provided | No influent data.
Final Danny T Adit Treatability Study Year 1 Technical Memorandum, Barker-Hughesville Mining District Superfund Site Cascade and Judith Basin Counties, Montana | BARKER HUGHESVILLE MINING DISTRICT | MT6122307485 | N/A | N/A | CHIT | Data not provided | Chitorem pre-treatment (CHIT) | Passive | Chitorem® | Pre-treatment | Danny T adit water | Y | Pre-treatment | Batteries used to run metering pump, slurry mixer, and timer switch | Remote central Montana, southeast of Great Falls/no constraints noted | Pilot | June - September 2013 | Nitrogen | N | mg/L, Ammonia as N | N | N/A | Data not provided | Data not provided | Not Applicable | [9 empty] | Data not provided | Data not provided | Data not provided | Data not provided | Data not provided | Data not provided | Data not provided | Data not provided |  | Influent | [5 empty] | Data not provided | N/A | Data not provided | N/A | Data not provided | N/A | Data not provided | N/A | None | N/A | Data not provided | Data not provided | Data not provided | Data not provided | Data not provided | Data not provided | Data not provided | Data not provided | Data not provided | Data not provided | The Chitorem/BCR3 treatment provided the best overall treatment performance for both metal removal and sustaining sulfate reducing conditions. | Data not provided | Chitorem is a proprietary material that contains calcium carbonate, protein, and chitin (crab shell). Also contains its own bacteria - material breaks down and produces carbonates (adds alkalinity). | The Chitorem substrate composition was modified by adding pea gravel to increase permeability. | No influent data.
Final Danny T Adit Treatability Study Year 1 Technical Memorandum, Barker-Hughesville Mining District Superfund Site Cascade and Judith Basin Counties, Montana | BARKER HUGHESVILLE MINING DISTRICT | MT6122307485 | N/A | N/A | CHIT | Data not provided | Chitorem pre-treatment (CHIT) | Passive | Chitorem® | Pre-treatment | Danny T adit water | Y | Pre-treatment | Batteries used to run metering pump, slurry mixer, and timer switch | Remote central Montana, southeast of Great Falls/no constraints noted | Pilot | June - September 2013 | Nitrogen | N | mg/L, Ammonia as N | N | N/A |  |  |  | Data not provided | Data not provided | Not Applicable | [6 empty] | Data not provided | Data not provided | Data not provided | Data not provided | Data not provided | Data not provided | Data not provided | Data not provided |  | Influent | [5 empty] | Data not provided | N/A | Data not provided | N/A | Data not provided | N/A | Data not provided | N/A | None | N/A | Data not provided | Data not provided | Data not provided | Data not provided | Data not provided | Data not provided | Data not provided | Data not provided | Data not provided | Data not provided | The Chitorem/BCR3 treatment provided the best overall treatment performance for both metal removal and sustaining sulfate reducing conditions. | Data not provided | Chitorem is a proprietary material that contains calcium carbonate, protein, and chitin (crab shell). Also contains its own bacteria - material breaks down and produces carbonates (adds alkalinity). | The Chitorem substrate composition was modified by adding pea gravel to increase permeability. | No influent data.
Final Danny T Adit Treatability Study Year 1 Technical Memorandum, Barker-Hughesville Mining District Superfund Site Cascade and Judith Basin Counties, Montana | BARKER HUGHESVILLE MINING DISTRICT | MT6122307485 | N/A | N/A | CHIT | Data not provided | Chitorem pre-treatment (CHIT) | Passive | Chitorem® | Pre-treatment | Danny T adit water | Y | Pre-treatment | Batteries used to run metering pump, slurry mixer, and timer switch | Remote central Montana, southeast of Great Falls/no constraints noted | Pilot | June - September 2013 | Nitrogen | N | mg/L, Ammonia as N | N | N/A | [6 empty] | Data not provided | Data not provided | Not Applicable |  |  |  | Data not provided | Data not provided | Data not provided | Data not provided | Data not provided | Data not provided | Data not provided | Data not provided |  | Effluent | [5 empty] | Data not provided | N/A | Data not provided | N/A | Data not provided | N/A | Data not provided | N/A | None | N/A | Data not provided | Data not provided | Data not provided | Data not provided | Data not provided | Data not provided | Data not provided | Data not provided | Data not provided | Data not provided | The Chitorem/BCR3 treatment provided the best overall treatment performance for both metal removal and sustaining sulfate reducing conditions. | Data not provided | Chitorem is a proprietary material that contains calcium carbonate, protein, and chitin (crab shell). Also contains its own bacteria - material breaks down and produces carbonates (adds alkalinity). | The Chitorem substrate composition was modified by adding pea gravel to increase permeability. | No influent data.
Final Danny T Adit Treatability Study Year 1 Technical Memorandum, Barker-Hughesville Mining District Superfund Site Cascade and Judith Basin Counties, Montana | BARKER HUGHESVILLE MINING DISTRICT | MT6122307485 | N/A | N/A | CHIT | Data not provided | Chitorem pre-treatment (CHIT) | Passive | Chitorem® | Pre-treatment | Danny T adit water | Y | Pre-treatment | Batteries used to run metering pump, slurry mixer, and timer switch | Remote central Montana, southeast of Great Falls/no constraints noted | Pilot | June - September 2013 | Nitrogen | N | mg/L, Ammonia as N | N | N/A | [9 empty] | Data not provided | Data not provided | Not Applicable | Data not provided | Data not provided | Data not provided | Data not provided | Data not provided | Data not provided | Data not provided | Data not provided |  | Effluent | [5 empty] | Data not provided | N/A | Data not provided | N/A | Data not provided | N/A | Data not provided | N/A | None | N/A | Data not provided | Data not provided | Data not provided | Data not provided | Data not provided | Data not provided | Data not provided | Data not provided | Data not provided | Data not provided | The Chitorem/BCR3 treatment provided the best overall treatment performance for both metal removal and sustaining sulfate reducing conditions. | Data not provided | Chitorem is a proprietary material that contains calcium carbonate, protein, and chitin (crab shell). Also contains its own bacteria - material breaks down and produces carbonates (adds alkalinity). | The Chitorem substrate composition was modified by adding pea gravel to increase permeability. | No influent data.
Final Danny T Adit Treatability Study Year 1 Technical Memorandum, Barker-Hughesville Mining District Superfund Site Cascade and Judith Basin Counties, Montana | BARKER HUGHESVILLE MINING DISTRICT | MT6122307485 | N/A | N/A | MGOH | Data not provided | Alkaline Addition pre-treatment - Mg(OH)2 | Passive | Magnesium hydroxide Mg(OH)2 | Pre-treatment | Danny T adit water | Y | Pre-treatment | Batteries used to run metering pump, slurry mixer, and timer switch | Remote central Montana, southeast of Great Falls/no constraints noted | Pilot | June - September 2013 | Nitrogen | N | mg/L, Ammonia as N | N | N/A | Data not provided | Data not provided | Not Applicable | [9 empty] | Data not provided | Data not provided | Data not provided | Data not provided | Data not provided | Data not provided | Data not provided | Data not provided |  | Influent | [5 empty] | Data not provided | N/A | Data not provided | N/A | Data not provided | N/A | Data not provided | N/A | None | N/A | Data not provided | Data not provided | Data not provided | Data not provided | Data not provided | Data not provided | Data not provided | Data not provided | Data not provided | Data not provided | Data not provided | Data not provided | Alkaline addition using a magnesium hydroxide (Mg(OH)2) solution. | Data not provided | No influent data.
Final Danny T Adit Treatability Study Year 1 Technical Memorandum, Barker-Hughesville Mining District Superfund Site Cascade and Judith Basin Counties, Montana | BARKER HUGHESVILLE MINING DISTRICT | MT6122307485 | N/A | N/A | MGOH | Data not provided | Alkaline Addition pre-treatment - Mg(OH)2 | Passive | Magnesium hydroxide Mg(OH)2 | Pre-treatment | Danny T adit water | Y | Pre-treatment | Batteries used to run metering pump, slurry mixer, and timer switch | Remote central Montana, southeast of Great Falls/no constraints noted | Pilot | June - September 2013 | Nitrogen | N | mg/L, Ammonia as N | N | N/A |  |  |  | Data not provided | Data not provided | Not Applicable | [6 empty] | Data not provided | Data not provided | Data not provided | Data not provided | Data not provided | Data not provided | Data not provided | Data not provided |  | Influent | [5 empty] | Data not provided | N/A | Data not provided | N/A | Data not provided | N/A | Data not provided | N/A | None | N/A | Data not provided | Data not provided | Data not provided | Data not provided | Data not provided | Data not provided | Data not provided | Data not provided | Data not provided | Data not provided | Data not provided | Data not provided | Alkaline addition using a magnesium hydroxide (Mg(OH)2) solution. | Data not provided | No influent data.
Final Danny T Adit Treatability Study Year 1 Technical Memorandum, Barker-Hughesville Mining District Superfund Site Cascade and Judith Basin Counties, Montana | BARKER HUGHESVILLE MINING DISTRICT | MT6122307485 | N/A | N/A | MGOH | Data not provided | Alkaline Addition pre-treatment - Mg(OH)2 | Passive | Magnesium hydroxide Mg(OH)2 | Pre-treatment | Danny T adit water | Y | Pre-treatment | Batteries used to run metering pump, slurry mixer, and timer switch | Remote central Montana, southeast of Great Falls/no constraints noted | Pilot | June - September 2013 | Nitrogen | N | mg/L, Ammonia as N | N | N/A | [6 empty] | Data not provided | Data not provided | Not Applicable |  |  |  | Data not provided | Data not provided | Data not provided | Data not provided | Data not provided | Data not provided | Data not provided | Data not provided |  | Effluent | [5 empty] | Data not provided | N/A | Data not provided | N/A | Data not provided | N/A | Data not provided | N/A | None | N/A | Data not provided | Data not provided | Data not provided | Data not provided | Data not provided | Data not provided | Data not provided | Data not provided | Data not provided | Data not provided | Data not provided | Data not provided | Alkaline addition using a magnesium hydroxide (Mg(OH)2) solution. | Data not provided | No influent data.
Final Danny T Adit Treatability Study Year 1 Technical Memorandum, Barker-Hughesville Mining District Superfund Site Cascade and Judith Basin Counties, Montana | BARKER HUGHESVILLE MINING DISTRICT | MT6122307485 | N/A | N/A | MGOH | Data not provided | Alkaline Addition pre-treatment - Mg(OH)2 | Passive | Magnesium hydroxide Mg(OH)2 | Pre-treatment | Danny T adit water | Y | Pre-treatment | Batteries used to run metering pump, slurry mixer, and timer switch | Remote central Montana, southeast of Great Falls/no constraints noted | Pilot | June - September 2013 | Nitrogen | N | mg/L, Ammonia as N | N | N/A | [9 empty] | Data not provided | Data not provided | Not Applicable | Data not provided | Data not provided | Data not provided | Data not provided | Data not provided | Data not provided | Data not provided | Data not provided |  | Effluent | [5 empty] | Data not provided | N/A | Data not provided | N/A | Data not provided | N/A | Data not provided | N/A | None | N/A | Data not provided | Data not provided | Data not provided | Data not provided | Data not provided | Data not provided | Data not provided | Data not provided | Data not provided | Data not provided | Data not provided | Data not provided | Alkaline addition using a magnesium hydroxide (Mg(OH)2) solution. | Data not provided | No influent data.
Final Danny T Adit Treatability Study Year 1 Technical Memorandum, Barker-Hughesville Mining District Superfund Site Cascade and Judith Basin Counties, Montana | BARKER HUGHESVILLE MINING DISTRICT | MT6122307485 | N/A | N/A | SAPS | Data not provided | Successive alkalinity producing system (SAPS) pre-treatment | Passive | Successive alkalinity producing system (SAPS) | Pre-treatment | Danny T adit water | Y | Pre-treatment | Batteries used to run metering pump, slurry mixer, and timer switch | Remote central Montana, southeast of Great Falls/no constraints noted | Pilot | June - September 2013 | Nitrogen | N | mg/L, Ammonia as N | N | N/A | Data not provided | Data not provided | Not Applicable | [9 empty] | Data not provided | Data not provided | Data not provided | Data not provided | Data not provided | Data not provided | Data not provided | Data not provided |  | Influent | [5 empty] | Data not provided | N/A | Data not provided | N/A | Data not provided | N/A | Data not provided | N/A | None | N/A | Data not provided | Data not provided | Data not provided | Data not provided | Data not provided | Data not provided | Data not provided | Data not provided | Data not provided | Data not provided | Data not provided | Data not provided | Pre-treatment substrate of limestone gravel overlain by a manure and compost layer. | Data not provided | No influent data.
Final Danny T Adit Treatability Study Year 1 Technical Memorandum, Barker-Hughesville Mining District Superfund Site Cascade and Judith Basin Counties, Montana | BARKER HUGHESVILLE MINING DISTRICT | MT6122307485 | N/A | N/A | SAPS | Data not provided | Successive alkalinity producing system (SAPS) pre-treatment | Passive | Successive alkalinity producing system (SAPS) | Pre-treatment | Danny T adit water | Y | Pre-treatment | Batteries used to run metering pump, slurry mixer, and timer switch | Remote central Montana, southeast of Great Falls/no constraints noted | Pilot | June - September 2013 | Nitrogen | N | mg/L, Ammonia as N | N | N/A |  |  |  | Data not provided | Data not provided | Not Applicable | [6 empty] | Data not provided | Data not provided | Data not provided | Data not provided | Data not provided | Data not provided | Data not provided | Data not provided |  | Influent | [5 empty] | Data not provided | N/A | Data not provided | N/A | Data not provided | N/A | Data not provided | N/A | None | N/A | Data not provided | Data not provided | Data not provided | Data not provided | Data not provided | Data not provided | Data not provided | Data not provided | Data not provided | Data not provided | Data not provided | Data not provided | Pre-treatment substrate of limestone gravel overlain by a manure and compost layer. | Data not provided | No influent data.
Final Danny T Adit Treatability Study Year 1 Technical Memorandum, Barker-Hughesville Mining District Superfund Site Cascade and Judith Basin Counties, Montana | BARKER HUGHESVILLE MINING DISTRICT | MT6122307485 | N/A | N/A | SAPS | Data not provided | Successive alkalinity producing system (SAPS) pre-treatment | Passive | Successive alkalinity producing system (SAPS) | Pre-treatment | Danny T adit water | Y | Pre-treatment | Batteries used to run metering pump, slurry mixer, and timer switch | Remote central Montana, southeast of Great Falls/no constraints noted | Pilot | June - September 2013 | Nitrogen | N | mg/L, Ammonia as N | N | N/A | [6 empty] | Data not provided | Data not provided | Not Applicable |  |  |  | Data not provided | Data not provided | Data not provided | Data not provided | Data not provided | Data not provided | Data not provided | Data not provided |  | Effluent | [5 empty] | Data not provided | N/A | Data not provided | N/A | Data not provided | N/A | Data not provided | N/A | None | N/A | Data not provided | Data not provided | Data not provided | Data not provided | Data not provided | Data not provided | Data not provided | Data not provided | Data not provided | Data not provided | Data not provided | Data not provided | Pre-treatment substrate of limestone gravel overlain by a manure and compost layer. | Data not provided | No influent data.
Final Danny T Adit Treatability Study Year 1 Technical Memorandum, Barker-Hughesville Mining District Superfund Site Cascade and Judith Basin Counties, Montana | BARKER HUGHESVILLE MINING DISTRICT | MT6122307485 | N/A | N/A | SAPS | Data not provided | Successive alkalinity producing system (SAPS) pre-treatment | Passive | Successive alkalinity producing system (SAPS) | Pre-treatment | Danny T adit water | Y | Pre-treatment | Batteries used to run metering pump, slurry mixer, and timer switch | Remote central Montana, southeast of Great Falls/no constraints noted | Pilot | June - September 2013 | Nitrogen | N | mg/L, Ammonia as N | N | N/A | [9 empty] | Data not provided | Data not provided | Not Applicable | Data not provided | Data not provided | Data not provided | Data not provided | Data not provided | Data not provided | Data not provided | Data not provided |  | Effluent | [5 empty] | Data not provided | N/A | Data not provided | N/A | Data not provided | N/A | Data not provided | N/A | None | N/A | Data not provided | Data not provided | Data not provided | Data not provided | Data not provided | Data not provided | Data not provided | Data not provided | Data not provided | Data not provided | Data not provided | Data not provided | Pre-treatment substrate of limestone gravel overlain by a manure and compost layer. | Data not provided | No influent data.
Final Danny T Adit Treatability Study Year 1 Technical Memorandum, Barker-Hughesville Mining District Superfund Site Cascade and Judith Basin Counties, Montana | BARKER HUGHESVILLE MINING DISTRICT | MT6122307485 | N/A | N/A | BCR1 | Data not provided | Biochemical reactor (BCR) without pre-treatment (BCR1) | Passive | Biochemical reactor (BCR) | No pre-treatment | Danny T adit water | N | BCR without pre-treatment | Batteries used to run metering pump, slurry mixer, and timer switch | Remote central Montana, southeast of Great Falls/no constraints noted | Pilot | June - September 2013 | Sodium | Na, total | µg/L | N | N/A | 5 | 5.0–22.0 | (-)340 - 0 | [9 empty] | Data not provided | Data not provided | Data not provided | Data not provided | Data not provided | Data not provided | Data not provided | Data not provided |  | Influent | 2.81–2.85 | 2.41–6.48 | mg/L | 21.72–25 | °C | Data not provided | N/A | Data not provided | N/A | 382.6–490.9 | mV | 2,404–2,267 | µS/cm | NA–27.1 | %DO | Data not provided | Data not provided | Data not provided | Data not provided | Data not provided | Data not provided | Data not provided | Data not provided | Data not provided | Data not provided | Results support the need for pretreatment of high acidity MIW ahead of the BCR. | Data not provided | Substrate: sawdust, wood chips, compost, dairy manure and limestone chips. BCR substrate composition was modified due to a shortage of available manure and limestone. The shortage of manure and limestone may have had a negative impact on treatment effectiveness in the BCRs. | Data not provided | Data not provided | A range of values is shown to reflect multiple days with the same effluent.
Final Danny T Adit Treatability Study Year 1 Technical Memorandum, Barker-Hughesville Mining District Superfund Site Cascade and Judith Basin Counties, Montana | BARKER HUGHESVILLE MINING DISTRICT | MT6122307485 | N/A | N/A | BCR1 | Data not provided | Biochemical reactor (BCR) without pre-treatment (BCR1) | Passive | Biochemical reactor (BCR) | No pre-treatment | Danny T adit water | N | BCR without pre-treatment | Batteries used to run metering pump, slurry mixer, and timer switch | Remote central Montana, southeast of Great Falls/no constraints noted | Pilot | June - September 2013 | Sodium | Na, dissolved | µg/L | N | N/A | 7 | 5.0–7.0 | 0 - 28.6 | [9 empty] | Data not provided | Data not provided | Data not provided | Data not provided | Data not provided | Data not provided | Data not provided | Data not provided |  | Influent | 2.72–2.94 | 2.41–3.92 | mg/L | 15.19–21.72 | °C | Data not provided | N/A | Data not provided | N/A | 382.6–482.2 | mV | 1,332–2,610 | µS/cm | NA–43.7 | %DO | Data not provided | Data not provided | Data not provided | Data not provided | Data not provided | Data not provided | Data not provided | Data not provided | Data not provided | Data not provided | Results support the need for pretreatment of high acidity MIW ahead of the BCR. | Data not provided | Substrate: sawdust, wood chips, compost, dairy manure and limestone chips. BCR substrate composition was modified due to a shortage of available manure and limestone. The shortage of manure and limestone may have had a negative impact on treatment effectiveness in the BCRs. | The number of sampling dates was reduced, resulting in less info to determine long-term treatment effectiveness. | Data not provided | A range of values is shown to reflect multiple days with the same effluent.
Final Danny T Adit Treatability Study Year 1 Technical Memorandum, Barker-Hughesville Mining District Superfund Site Cascade and Judith Basin Counties, Montana | BARKER HUGHESVILLE MINING DISTRICT | MT6122307485 | N/A | N/A | BCR1 | Data not provided | Biochemical reactor (BCR) without pre-treatment (BCR1) | Passive | Biochemical reactor (BCR) | No pre-treatment | Danny T adit water | N | BCR without pre-treatment | Batteries used to run metering pump, slurry mixer, and timer switch | Remote central Montana, southeast of Great Falls/no constraints noted | Pilot | June - September 2013 | Sodium | Na, total | µg/L | N | N/A |  |  |  | 5 | 5.0–22.0 | (-)340 - 0 | [6 empty] | Data not provided | Data not provided | Data not provided | Data not provided | Data not provided | Data not provided | Data not provided | Data not provided |  | Influent | 2.81–2.85 | 2.41–6.48 | mg/L | 21.72–25 | °C | Data not provided | N/A | Data not provided | N/A | 382.6–490.9 | mV | 2,404–2,267 | µS/cm | NA–27.1 | %DO | Data not provided | Data not provided | Data not provided | Data not provided | Data not provided | Data not provided | Data not provided | Data not provided | Data not provided | Data not provided | Results support the need for pretreatment of high acidity MIW ahead of the BCR. | Data not provided | Substrate: sawdust, wood chips, compost, dairy manure and limestone chips. BCR substrate composition was modified due to a shortage of available manure and limestone. The shortage of manure and limestone may have had a negative impact on treatment effectiveness in the BCRs. | Data not provided | Data not provided
Final Danny T Adit Treatability Study Year 1 Technical Memorandum, Barker-Hughesville Mining District Superfund Site Cascade and Judith Basin Counties, Montana | BARKER HUGHESVILLE MINING DISTRICT | MT6122307485 | N/A | N/A | BCR1 | Data not provided | Biochemical reactor (BCR) without pre-treatment (BCR1) | Passive | Biochemical reactor (BCR) | No pre-treatment | Danny T adit water | N | BCR without pre-treatment | Batteries used to run metering pump, slurry mixer, and timer switch | Remote central Montana, southeast of Great Falls/no constraints noted | Pilot | June - September 2013 | Sodium | Na, dissolved | µg/L | N | N/A |  |  |  | 5 | 5 | 0 | [6 empty] | Data not provided | Data not provided | Data not provided | Data not provided | Data not provided | Data not provided | Data not provided | Data not provided |  | Influent | 2.8 | 2.19 | mg/L | 25.14 | °C | Data not provided | N/A | Data not provided | N/A | 492.7 | mV | 3394 | µS/cm | 26 | %DO | Data not provided | Data not provided | Data not provided | Data not provided | Data not provided | Data not provided | Data not provided | Data not provided | Data not provided | Data not provided | Results support the need for pretreatment of high acidity MIW ahead of the BCR. | Data not provided | Substrate: sawdust, wood chips, compost, dairy manure and limestone chips. BCR substrate composition was modified due to a shortage of available manure and limestone. The shortage of manure and limestone may have had a negative impact on treatment effectiveness in the BCRs. | The number of sampling dates was reduced, resulting in less info to determine long-term treatment effectiveness. | Data not provided
Final Danny T Adit Treatability Study Year 1 Technical Memorandum, Barker-Hughesville Mining District Superfund Site Cascade and Judith Basin Counties, Montana | BARKER HUGHESVILLE MINING DISTRICT | MT6122307485 | N/A | N/A | BCR1 | Data not provided | Biochemical reactor (BCR) without pre-treatment (BCR1) | Passive | Biochemical reactor (BCR) | No pre-treatment | Danny T adit water | N | BCR without pre-treatment | Batteries used to run metering pump, slurry mixer, and timer switch | Remote central Montana, southeast of Great Falls/no constraints noted | Pilot | June - September 2013 | Sodium | Na, total | µg/L | N | N/A | [6 empty] | 22 | 5 | -340 |  |  |  | Data not provided | Data not provided | Data not provided | Data not provided | Data not provided | Data not provided | Data not provided | Data not provided |  | Effluent | 6.07 | 0.02 | mg/L | 20.6 | °C | Data not provided | N/A | Data not provided | N/A | -163 | mV | 3505 | µS/cm | None | N/A | Data not provided | Data not provided | Data not provided | Data not provided | Data not provided | Data not provided | Data not provided | Data not provided | Data not provided | Data not provided | Results support the need for pretreatment of high acidity MIW ahead of the BCR. | Data not provided | Substrate: sawdust, wood chips, compost, dairy manure and limestone chips. BCR substrate composition was modified due to a shortage of available manure and limestone. The shortage of manure and limestone may have had a negative impact on treatment effectiveness in the BCRs. | Data not provided | Data not provided
Final Danny T Adit Treatability Study Year 1 Technical Memorandum, Barker-Hughesville Mining District Superfund Site Cascade and Judith Basin Counties, Montana | BARKER HUGHESVILLE MINING DISTRICT | MT6122307485 | N/A | N/A | BCR1 | Data not provided | Biochemical reactor (BCR) without pre-treatment (BCR1) | Passive | Biochemical reactor (BCR) | No pre-treatment | Danny T adit water | N | BCR without pre-treatment | Batteries used to run metering pump, slurry mixer, and timer switch | Remote central Montana, southeast of Great Falls/no constraints noted | Pilot | June - September 2013 | Sodium | Na, dissolved | µg/L | N | N/A | [6 empty] | 23 | 6 | -283.3333 |  |  |  | Data not provided | Data not provided | Data not provided | Data not provided | Data not provided | Data not provided | Data not provided | Data not provided |  | Effluent | 6.07 | 0.02 | mg/L | 20.6 | °C | Data not provided | N/A | Data not provided | N/A | -163 | mV | 3505 | µS/cm | None | N/A | Data not provided | Data not provided | Data not provided | Data not provided | Data not provided | Data not provided | Data not provided | Data not provided | Data not provided | Data not provided | Results support the need for pretreatment of high acidity MIW ahead of the BCR. | Data not provided | Substrate: sawdust, wood chips, compost, dairy manure and limestone chips. BCR substrate composition was modified due to a shortage of available manure and limestone. The shortage of manure and limestone may have had a negative impact on treatment effectiveness in the BCRs. | The number of sampling dates was reduced, resulting in less info to determine long-term treatment effectiveness. | Data not provided
Final Danny T Adit Treatability Study Year 1 Technical Memorandum, Barker-Hughesville Mining District Superfund Site Cascade and Judith Basin Counties, Montana | BARKER HUGHESVILLE MINING DISTRICT | MT6122307485 | N/A | N/A | BCR1 | Data not provided | Biochemical reactor (BCR) without pre-treatment (BCR1) | Passive | Biochemical reactor (BCR) | No pre-treatment | Danny T adit water | N | BCR without pre-treatment | Batteries used to run metering pump, slurry mixer, and timer switch | Remote central Montana, southeast of Great Falls/no constraints noted | Pilot | June - September 2013 | Sodium | Na, total | µg/L | N | N/A | [9 empty] | 5 | 5 | 0 | Data not provided | Data not provided | Data not provided | Data not provided | Data not provided | Data not provided | Data not provided | Data not provided |  | Effluent | 5.91 | 1.5 | mg/L | 17.95 | °C | Data not provided | N/A | Data not provided | N/A | -46.6 | mV | 2190 | µS/cm | 15.9 | %DO | Data not provided | Data not provided | Data not provided | Data not provided | Data not provided | Data not provided | Data not provided | Data not provided | Data not provided | Data not provided | Results support the need for pretreatment of high acidity MIW ahead of the BCR. | Data not provided | Substrate: sawdust, wood chips, compost, dairy manure and limestone chips. BCR substrate composition was modified due to a shortage of available manure and limestone. The shortage of manure and limestone may have had a negative impact on treatment effectiveness in the BCRs. | Data not provided | Data not provided
Final Danny T Adit Treatability Study Year 1 Technical Memorandum, Barker-Hughesville Mining District Superfund Site Cascade and Judith Basin Counties, Montana | BARKER HUGHESVILLE MINING DISTRICT | MT6122307485 | N/A | N/A | BCR1 | Data not provided | Biochemical reactor (BCR) without pre-treatment (BCR1) | Passive | Biochemical reactor (BCR) | No pre-treatment | Danny T adit water | N | BCR without pre-treatment | Batteries used to run metering pump, slurry mixer, and timer switch | Remote central Montana, southeast of Great Falls/no constraints noted | Pilot | June - September 2013 | Sodium | Na, dissolved | µg/L | N | N/A | [9 empty] | 5 | 5.0–7.0 | 0 - 28.6 | Data not provided | Data not provided | Data not provided | Data not provided | Data not provided | Data not provided | Data not provided | Data not provided |  | Effluent | 5.67–6.14 | 0.57–2.31 | mg/L | 17.95–20.07 | °C | Data not provided | N/A | Data not provided | N/A | (-)76.8–57.6 | mV | 2,190–3,034 | µS/cm | NA–23 | %DO | Data not provided | Data not provided | Data not provided | Data not provided | Data not provided | Data not provided | Data not provided | Data not provided | Data not provided | Data not provided | Results support the need for pretreatment of high acidity MIW ahead of the BCR. | Data not provided | Substrate: sawdust, wood chips, compost, dairy manure and limestone chips. BCR substrate composition was modified due to a shortage of available manure and limestone. The shortage of manure and limestone may have had a negative impact on treatment effectiveness in the BCRs. | The number of sampling dates was reduced, resulting in less info to determine long-term treatment effectiveness. | Data not provided | A range of values is shown to reflect multiple days with the same effluent.
Final Danny T Adit Treatability Study Year 1 Technical Memorandum, Barker-Hughesville Mining District Superfund Site Cascade and Judith Basin Counties, Montana | BARKER HUGHESVILLE MINING DISTRICT | MT6122307485 | N/A | N/A | BCR2 | Data not provided | Biochemical reactor (BCR) with SAPS pre-treatment (BCR2) | Passive | Biochemical reactor (BCR) | Pre-treatment | Danny T adit water | Y | BCR with pre-treatment | Batteries used to run metering pump, slurry mixer, and timer switch | Remote central Montana, southeast of Great Falls/no constraints noted | Pilot | June - September 2013 | Sodium | Na, total | µg/L | N | N/A | 5 | 5.0–35.0 | (-)600 - 0 | [9 empty] | Data not provided | Data not provided | Data not provided | Data not provided | Data not provided | Data not provided | Data not provided | Data not provided |  | Influent | 2.81–2.85 | 2.41–6.48 | mg/L | 21.72–25 | °C | Data not provided | N/A | Data not provided | N/A | 382.6–490.9 | mV | 2,404–2,267 | µS/cm | NA–27.1 | %DO | Data not provided | Data not provided | Data not provided | Data not provided | Data not provided | Data not provided | Data not provided | Data not provided | Data not provided | Data not provided | Data not provided | Data not provided | Substrate: sawdust, wood chips, compost, dairy manure and limestone chips. BCR substrate composition was modified due to a shortage of available manure and limestone. The shortage of manure and limestone may have had a negative impact on treatment effectiveness in the BCRs. | Data not provided | Data not provided | A range of values is shown to reflect multiple days with the same effluent.
Final Danny T Adit Treatability Study Year 1 Technical Memorandum, Barker-Hughesville Mining District Superfund Site Cascade and Judith Basin Counties, Montana | BARKER HUGHESVILLE MINING DISTRICT | MT6122307485 | N/A | N/A | BCR2 | Data not provided | Biochemical reactor (BCR) with SAPS pre-treatment (BCR2) | Passive | Biochemical reactor (BCR) | Pre-treatment | Danny T adit water | Y | BCR with pre-treatment | Batteries used to run metering pump, slurry mixer, and timer switch | Remote central Montana, southeast of Great Falls/no constraints noted | Pilot | June - September 2013 | Sodium | Na, dissolved | µg/L | N | N/A | 7 | 7 | 0 | [9 empty] | Data not provided | Data not provided | Data not provided | Data not provided | Data not provided | Data not provided | Data not provided | Data not provided |  | Influent | 2.72–2.94 | 2.41–3.92 | mg/L | 15.19–21.72 | °C | Data not provided | N/A | Data not provided | N/A | 382.6–482.2 | mV | 1,332–2,610 | µS/cm | NA–43.7 | %DO | Data not provided | Data not provided | Data not provided | Data not provided | Data not provided | Data not provided | Data not provided | Data not provided | Data not provided | Data not provided | Data not provided | Data not provided | Substrate: sawdust, wood chips, compost, dairy manure and limestone chips. BCR substrate composition was modified due to a shortage of available manure and limestone. The shortage of manure and limestone may have had a negative impact on treatment effectiveness in the BCRs. | The number of sampling dates was reduced, resulting in less info to determine long-term treatment effectiveness. | Data not provided | A range of values is shown to reflect multiple days with the same effluent.
Final Danny T Adit Treatability Study Year 1 Technical Memorandum, Barker-Hughesville Mining District Superfund Site Cascade and Judith Basin Counties, Montana | BARKER HUGHESVILLE MINING DISTRICT | MT6122307485 | N/A | N/A | BCR2 | Data not provided | Biochemical reactor (BCR) with SAPS pre-treatment (BCR2) | Passive | Biochemical reactor (BCR) | Pre-treatment | Danny T adit water | Y | BCR with pre-treatment | Batteries used to run metering pump, slurry mixer, and timer switch | Remote central Montana, southeast of Great Falls/no constraints noted | Pilot | June - September 2013 | Sodium | Na, total | µg/L | N | N/A |  |  |  | 5 | 5.0–35.0 | (-)600 - 0 | [6 empty] | Data not provided | Data not provided | Data not provided | Data not provided | Data not provided | Data not provided | Data not provided | Data not provided |  | Influent | 2.81–2.85 | 2.41–6.48 | mg/L | 21.72–25 | °C | Data not provided | N/A | Data not provided | N/A | 382.6–490.9 | mV | 2,404–2,267 | µS/cm | NA–27.1 | %DO | Data not provided | Data not provided | Data not provided | Data not provided | Data not provided | Data not provided | Data not provided | Data not provided | Data not provided | Data not provided | Data not provided | Data not provided | Substrate: sawdust, wood chips, compost, dairy manure and limestone chips. BCR substrate composition was modified due to a shortage of available manure and limestone. The shortage of manure and limestone may have had a negative impact on treatment effectiveness in the BCRs. | Data not provided | Data not provided
Final Danny T Adit Treatability Study Year 1 Technical Memorandum, Barker-Hughesville Mining District Superfund Site Cascade and Judith Basin Counties, Montana | BARKER HUGHESVILLE MINING DISTRICT | MT6122307485 | N/A | N/A | BCR2 | Data not provided | Biochemical reactor (BCR) with SAPS pre-treatment (BCR2) | Passive | Biochemical reactor (BCR) | Pre-treatment | Danny T adit water | Y | BCR with pre-treatment | Batteries used to run metering pump, slurry mixer, and timer switch | Remote central Montana, southeast of Great Falls/no constraints noted | Pilot | June - September 2013 | Sodium | Na, dissolved | µg/L | N | N/A |  |  |  | 5 | 5 | 0 | [6 empty] | Data not provided | Data not provided | Data not provided | Data not provided | Data not provided | Data not provided | Data not provided | Data not provided |  | Influent | 2.8 | 2.19 | mg/L | 25.14 | °C | Data not provided | N/A | Data not provided | N/A | 492.7 | mV | 3394 | µS/cm | 26 | %DO | Data not provided | Data not provided | Data not provided | Data not provided | Data not provided | Data not provided | Data not provided | Data not provided | Data not provided | Data not provided | Data not provided | Data not provided | Substrate: sawdust, wood chips, compost, dairy manure and limestone chips. BCR substrate composition was modified due to a shortage of available manure and limestone. The shortage of manure and limestone may have had a negative impact on treatment effectiveness in the BCRs. | The number of sampling dates was reduced, resulting in less info to determine long-term treatment effectiveness. | Data not provided
Final Danny T Adit Treatability Study Year 1 Technical Memorandum, Barker-Hughesville Mining District Superfund Site Cascade and Judith Basin Counties, Montana | BARKER HUGHESVILLE MINING DISTRICT | MT6122307485 | N/A | N/A | BCR2 | Data not provided | Biochemical reactor (BCR) with SAPS pre-treatment (BCR2) | Passive | Biochemical reactor (BCR) | Pre-treatment | Danny T adit water | Y | BCR with pre-treatment | Batteries used to run metering pump, slurry mixer, and timer switch | Remote central Montana, southeast of Great Falls/no constraints noted | Pilot | June - September 2013 | Sodium | Na, total | µg/L | N | N/A | [6 empty] | 35 | 5 | -600 |  |  |  | Data not provided | Data not provided | Data not provided | Data not provided | Data not provided | Data not provided | Data not provided | Data not provided |  | Effluent | 6.29 | 0.05 | mg/L | 20.2 | °C | Data not provided | N/A | Data not provided | N/A | -153.8 | mV | 4954 | µS/cm | None | N/A | Data not provided | Data not provided | Data not provided | Data not provided | Data not provided | Data not provided | Data not provided | Data not provided | Data not provided | Data not provided | Data not provided | Data not provided | Substrate: sawdust, wood chips, compost, dairy manure and limestone chips. BCR substrate composition was modified due to a shortage of available manure and limestone. The shortage of manure and limestone may have had a negative impact on treatment effectiveness in the BCRs. | Data not provided | Data not provided
Final Danny T Adit Treatability Study Year 1 Technical Memorandum, Barker-Hughesville Mining District Superfund Site Cascade and Judith Basin Counties, Montana | BARKER HUGHESVILLE MINING DISTRICT | MT6122307485 | N/A | N/A | BCR2 | Data not provided | Biochemical reactor (BCR) with SAPS pre-treatment (BCR2) | Passive | Biochemical reactor (BCR) | Pre-treatment | Danny T adit water | Y | BCR with pre-treatment | Batteries used to run metering pump, slurry mixer, and timer switch | Remote central Montana, southeast of Great Falls/no constraints noted | Pilot | June - September 2013 | Sodium | Na, dissolved | µg/L | N | N/A | [6 empty] | 37 | 6 | -516.6667 |  |  |  | Data not provided | Data not provided | Data not provided | Data not provided | Data not provided | Data not provided | Data not provided | Data not provided |  | Effluent | 6.29 | 0.05 | mg/L | 20.2 | °C | Data not provided | N/A | Data not provided | N/A | -153.8 | mV | 4954 | µS/cm | None | N/A | Data not provided | Data not provided | Data not provided | Data not provided | Data not provided | Data not provided | Data not provided | Data not provided | Data not provided | Data not provided | Data not provided | Data not provided | Substrate: sawdust, wood chips, compost, dairy manure and limestone chips. BCR substrate composition was modified due to a shortage of available manure and limestone. The shortage of manure and limestone may have had a negative impact on treatment effectiveness in the BCRs. | The number of sampling dates was reduced, resulting in less info to determine long-term treatment effectiveness. | Data not provided
Final Danny T Adit Treatability Study Year 1 Technical Memorandum, Barker-Hughesville Mining District Superfund Site Cascade and Judith Basin Counties, Montana | BARKER HUGHESVILLE MINING DISTRICT | MT6122307485 | N/A | N/A | BCR2 | Data not provided | Biochemical reactor (BCR) with SAPS pre-treatment (BCR2) | Passive | Biochemical reactor (BCR) | Pre-treatment | Danny T adit water | Y | BCR with pre-treatment | Batteries used to run metering pump, slurry mixer, and timer switch | Remote central Montana, southeast of Great Falls/no constraints noted | Pilot | June - September 2013 | Sodium | Na, total | µg/L | N | N/A | [9 empty] | 5 | 5 | 0 | Data not provided | Data not provided | Data not provided | Data not provided | Data not provided | Data not provided | Data not provided | Data not provided |  | Effluent | 6.16 | 1.67 | mg/L | 17.67 | °C | Data not provided | N/A | Data not provided | N/A | -28 | mV | 2187 | µS/cm | 17.8 | %DO | Data not provided | Data not provided | Data not provided | Data not provided | Data not provided | Data not provided | Data not provided | Data not provided | Data not provided | Data not provided | Data not provided | Data not provided | Substrate: sawdust, wood chips, compost, dairy manure and limestone chips. BCR substrate composition was modified due to a shortage of available manure and limestone. The shortage of manure and limestone may have had a negative impact on treatment effectiveness in the BCRs. | Data not provided | Data not provided
Final Danny T Adit Treatability Study Year 1 Technical Memorandum, Barker-Hughesville Mining District Superfund Site Cascade and Judith Basin Counties, Montana | BARKER HUGHESVILLE MINING DISTRICT | MT6122307485 | N/A | N/A | BCR2 | Data not provided | Biochemical reactor (BCR) with SAPS pre-treatment (BCR2) | Passive | Biochemical reactor (BCR) | Pre-treatment | Danny T adit water | Y | BCR with pre-treatment | Batteries used to run metering pump, slurry mixer, and timer switch | Remote central Montana, southeast of Great Falls/no constraints noted | Pilot | June - September 2013 | Sodium | Na, dissolved | µg/L | N | N/A | [9 empty] | 5 | 5 | 0 | Data not provided | Data not provided | Data not provided | Data not provided | Data not provided | Data not provided | Data not provided | Data not provided |  | Effluent | 6.26 | 8.52 | mg/L | 18.4 | °C | Data not provided | N/A | Data not provided | N/A | 19.4 | mV | 3224 | µS/cm | 92.1 | %DO | Data not provided | Data not provided | Data not provided | Data not provided | Data not provided | Data not provided | Data not provided | Data not provided | Data not provided | Data not provided | Data not provided | Data not provided | Substrate: sawdust, wood chips, compost, dairy manure and limestone chips. BCR substrate composition was modified due to a shortage of available manure and limestone. The shortage of manure and limestone may have had a negative impact on treatment effectiveness in the BCRs. | The number of sampling dates was reduced, resulting in less info to determine long-term treatment effectiveness. | Data not provided
Final Danny T Adit Treatability Study Year 1 Technical Memorandum, Barker-Hughesville Mining District Superfund Site Cascade and Judith Basin Counties, Montana | BARKER HUGHESVILLE MINING DISTRICT | MT6122307485 | N/A | N/A | BCR3 | Data not provided | Biochemical reactor (BCR) with CHIT pre-treatment (BCR3) | Passive | Biochemical reactor (BCR) | Pre-treatment | Danny T adit water | Y | BCR with pre-treatment | Batteries used to run metering pump, slurry mixer, and timer switch | Remote central Montana, southeast of Great Falls/no constraints noted | Pilot | June - September 2013 | Sodium | Na, total | µg/L | N | N/A | 5 | 25–346 | (-)6820 - (-)400 | [9 empty] | Data not provided | Data not provided | Data not provided | Data not provided | Data not provided | Data not provided | Data not provided | Data not provided |  | Influent | 2.81–2.85 | 2.41–6.48 | mg/L | 21.72–25 | °C | Data not provided | N/A | Data not provided | N/A | 382.6–490.9 | mV | 2,404–2,267 | µS/cm | NA–27.1 | %DO | Data not provided | Data not provided | Data not provided | Data not provided | Data not provided | Data not provided | Data not provided | Data not provided | Data not provided | Data not provided | The Chitorem/BCR3 treatment provided the best overall treatment performance for both metal removal and sustaining sulfate reducing conditions. | Data not provided | Substrate: sawdust, wood chips, compost, dairy manure and limestone chips. BCR substrate composition was modified due to a shortage of available manure and limestone. The shortage of manure and limestone may have had a negative impact on treatment effectiveness in the BCRs. | Data not provided | Data not provided | A range of values is shown to reflect multiple days with the same effluent.
Final Danny T Adit Treatability Study Year 1 Technical Memorandum, Barker-Hughesville Mining District Superfund Site Cascade and Judith Basin Counties, Montana | BARKER HUGHESVILLE MINING DISTRICT | MT6122307485 | N/A | N/A | BCR3 | Data not provided | Biochemical reactor (BCR) with CHIT pre-treatment (BCR3) | Passive | Biochemical reactor (BCR) | Pre-treatment | Danny T adit water | Y | BCR with pre-treatment | Batteries used to run metering pump, slurry mixer, and timer switch | Remote central Montana, southeast of Great Falls/no constraints noted | Pilot | June - September 2013 | Sodium | Na, dissolved | µg/L | N | N/A | 7 | 26–60 | (-)757.1 - (-)271.4 | [9 empty] | Data not provided | Data not provided | Data not provided | Data not provided | Data not provided | Data not provided | Data not provided | Data not provided |  | Influent | 2.72–2.94 | 2.41–3.92 | mg/L | 15.19–21.72 | °C | Data not provided | N/A | Data not provided | N/A | 382.6–482.2 | mV | 1,332–2,610 | µS/cm | NA–43.7 | %DO | Data not provided | Data not provided | Data not provided | Data not provided | Data not provided | Data not provided | Data not provided | Data not provided | Data not provided | Data not provided | The Chitorem/BCR3 treatment provided the best overall treatment performance for both metal removal and sustaining sulfate reducing conditions. | Data not provided | Substrate: sawdust, wood chips, compost, dairy manure and limestone chips. BCR substrate composition was modified due to a shortage of available manure and limestone. The shortage of manure and limestone may have had a negative impact on treatment effectiveness in the BCRs. | The number of sampling dates was reduced, resulting in less info to determine long-term treatment effectiveness. | Data not provided | A range of values is shown to reflect multiple days with the same effluent.
Final Danny T Adit Treatability Study Year 1 Technical Memorandum, Barker-Hughesville Mining District Superfund Site Cascade and Judith Basin Counties, Montana | BARKER HUGHESVILLE MINING DISTRICT | MT6122307485 | N/A | N/A | BCR3 | Data not provided | Biochemical reactor (BCR) with CHIT pre-treatment (BCR3) | Passive | Biochemical reactor (BCR) | Pre-treatment | Danny T adit water | Y | BCR with pre-treatment | Batteries used to run metering pump, slurry mixer, and timer switch | Remote central Montana, southeast of Great Falls/no constraints noted | Pilot | June - September 2013 | Sodium | Na, total | µg/L | N | N/A |  |  |  | 5 | 25–346 | (-)6820 - (-)400 | [6 empty] | Data not provided | Data not provided | Data not provided | Data not provided | Data not provided | Data not provided | Data not provided | Data not provided |  | Influent | 2.81–2.85 | 2.41–6.48 | mg/L | 21.72–25 | °C | Data not provided | N/A | Data not provided | N/A | 382.6–490.9 | mV | 2,404–2,267 | µS/cm | NA–27.1 | %DO | Data not provided | Data not provided | Data not provided | Data not provided | Data not provided | Data not provided | Data not provided | Data not provided | Data not provided | Data not provided | The Chitorem/BCR3 treatment provided the best overall treatment performance for both metal removal and sustaining sulfate reducing conditions. | Data not provided | Substrate: sawdust, wood chips, compost, dairy manure and limestone chips. BCR substrate composition was modified due to a shortage of available manure and limestone. The shortage of manure and limestone may have had a negative impact on treatment effectiveness in the BCRs. | Data not provided | Data not provided
Final Danny T Adit Treatability Study Year 1 Technical Memorandum, Barker-Hughesville Mining District Superfund Site Cascade and Judith Basin Counties, Montana | BARKER HUGHESVILLE MINING DISTRICT | MT6122307485 | N/A | N/A | BCR3 | Data not provided | Biochemical reactor (BCR) with CHIT pre-treatment (BCR3) | Passive | Biochemical reactor (BCR) | Pre-treatment | Danny T adit water | Y | BCR with pre-treatment | Batteries used to run metering pump, slurry mixer, and timer switch | Remote central Montana, southeast of Great Falls/no constraints noted | Pilot | June - September 2013 | Sodium | Na, dissolved | µg/L | N | N/A |  |  |  | 5 | 24 | -380 | [6 empty] | Data not provided | Data not provided | Data not provided | Data not provided | Data not provided | Data not provided | Data not provided | Data not provided |  | Influent | 2.8 | 2.19 | mg/L | 25.14 | °C | Data not provided | N/A | Data not provided | N/A | 492.7 | mV | 3394 | µS/cm | 26 | %DO | Data not provided | Data not provided | Data not provided | Data not provided | Data not provided | Data not provided | Data not provided | Data not provided | Data not provided | Data not provided | The Chitorem/BCR3 treatment provided the best overall treatment performance for both metal removal and sustaining sulfate reducing conditions. | Data not provided | Substrate: sawdust, wood chips, compost, dairy manure and limestone chips. BCR substrate composition was modified due to a shortage of available manure and limestone. The shortage of manure and limestone may have had a negative impact on treatment effectiveness in the BCRs. | The number of sampling dates was reduced, resulting in less info to determine long-term treatment effectiveness. | Data not provided
Final Danny T Adit Treatability Study Year 1 Technical Memorandum, Barker-Hughesville Mining District Superfund Site Cascade and Judith Basin Counties, Montana | BARKER HUGHESVILLE MINING DISTRICT | MT6122307485 | N/A | N/A | BCR3 | Data not provided | Biochemical reactor (BCR) with CHIT pre-treatment (BCR3) | Passive | Biochemical reactor (BCR) | Pre-treatment | Danny T adit water | Y | BCR with pre-treatment | Batteries used to run metering pump, slurry mixer, and timer switch | Remote central Montana, southeast of Great Falls/no constraints noted | Pilot | June - September 2013 | Sodium | Na, total | µg/L | N | N/A | [6 empty] | 346 | 5 | -6820 |  |  |  | Data not provided | Data not provided | Data not provided | Data not provided | Data not provided | Data not provided | Data not provided | Data not provided |  | Effluent | 6.17 | 0.04 | mg/L | 19.65 | °C | Data not provided | N/A | Data not provided | N/A | -152.5 | mV | 8162 | µS/cm | None | N/A | Data not provided | Data not provided | Data not provided | Data not provided | Data not provided | Data not provided | Data not provided | Data not provided | Data not provided | Data not provided | The Chitorem/BCR3 treatment provided the best overall treatment performance for both metal removal and sustaining sulfate reducing conditions. | Data not provided | Substrate: sawdust, wood chips, compost, dairy manure and limestone chips. BCR substrate composition was modified due to a shortage of available manure and limestone. The shortage of manure and limestone may have had a negative impact on treatment effectiveness in the BCRs. | Data not provided | Data not provided
Final Danny T Adit Treatability Study Year 1 Technical Memorandum, Barker-Hughesville Mining District Superfund Site Cascade and Judith Basin Counties, Montana | BARKER HUGHESVILLE MINING DISTRICT | MT6122307485 | N/A | N/A | BCR3 | Data not provided | Biochemical reactor (BCR) with CHIT pre-treatment (BCR3) | Passive | Biochemical reactor (BCR) | Pre-treatment | Danny T adit water | Y | BCR with pre-treatment | Batteries used to run metering pump, slurry mixer, and timer switch | Remote central Montana, southeast of Great Falls/no constraints noted | Pilot | June - September 2013 | Sodium | Na, dissolved | µg/L | N | N/A | [6 empty] | 350 | 6 | -5733.3333 |  |  |  | Data not provided | Data not provided | Data not provided | Data not provided | Data not provided | Data not provided | Data not provided | Data not provided |  | Effluent | 6.17 | 0.04 | mg/L | 19.65 | °C | Data not provided | N/A | Data not provided | N/A | -152.5 | mV | 8162 | µS/cm | None | N/A | Data not provided | Data not provided | Data not provided | Data not provided | Data not provided | Data not provided | Data not provided | Data not provided | Data not provided | Data not provided | The Chitorem/BCR3 treatment provided the best overall treatment performance for both metal removal and sustaining sulfate reducing conditions. | Data not provided | Substrate: sawdust, wood chips, compost, dairy manure and limestone chips. BCR substrate composition was modified due to a shortage of available manure and limestone. The shortage of manure and limestone may have had a negative impact on treatment effectiveness in the BCRs. | The number of sampling dates was reduced, resulting in less info to determine long-term treatment effectiveness. | Data not provided
Final Danny T Adit Treatability Study Year 1 Technical Memorandum, Barker-Hughesville Mining District Superfund Site Cascade and Judith Basin Counties, Montana | BARKER HUGHESVILLE MINING DISTRICT | MT6122307485 | N/A | N/A | BCR3 | Data not provided | Biochemical reactor (BCR) with CHIT pre-treatment (BCR3) | Passive | Biochemical reactor (BCR) | Pre-treatment | Danny T adit water | Y | BCR with pre-treatment | Batteries used to run metering pump, slurry mixer, and timer switch | Remote central Montana, southeast of Great Falls/no constraints noted | Pilot | June - September 2013 | Sodium | Na, total | µg/L | N | N/A | [9 empty] | 25 | 5 | -400 | Data not provided | Data not provided | Data not provided | Data not provided | Data not provided | Data not provided | Data not provided | Data not provided |  | Effluent | 6.17 | 4.34 | mg/L | 17.84 | °C | Data not provided | N/A | Data not provided | N/A | -274.4 | mV | 5154 | µS/cm | 46.4 | %DO | Data not provided | Data not provided | Data not provided | Data not provided | Data not provided | Data not provided | Data not provided | Data not provided | Data not provided | Data not provided | The Chitorem/BCR3 treatment provided the best overall treatment performance for both metal removal and sustaining sulfate reducing conditions. | Data not provided | Substrate: sawdust, wood chips, compost, dairy manure and limestone chips. BCR substrate composition was modified due to a shortage of available manure and limestone. The shortage of manure and limestone may have had a negative impact on treatment effectiveness in the BCRs. | Data not provided | Data not provided
Final Danny T Adit Treatability Study Year 1 Technical Memorandum, Barker-Hughesville Mining District Superfund Site Cascade and Judith Basin Counties, Montana | BARKER HUGHESVILLE MINING DISTRICT | MT6122307485 | N/A | N/A | BCR3 | Data not provided | Biochemical reactor (BCR) with CHIT pre-treatment (BCR3) | Passive | Biochemical reactor (BCR) | Pre-treatment | Danny T adit water | Y | BCR with pre-treatment | Batteries used to run metering pump, slurry mixer, and timer switch | Remote central Montana, southeast of Great Falls/no constraints noted | Pilot | June - September 2013 | Sodium | Na, dissolved | µg/L | N | N/A | [9 empty] | 24 | 5 | -380 | Data not provided | Data not provided | Data not provided | Data not provided | Data not provided | Data not provided | Data not provided | Data not provided |  | Effluent | 6.55 | 2.79 | mg/L | 16.81 | °C | Data not provided | N/A | Data not provided | N/A | -247.5 | mV | 6207 | µS/cm | 28.3 | %DO | Data not provided | Data not provided | Data not provided | Data not provided | Data not provided | Data not provided | Data not provided | Data not provided | Data not provided | Data not provided | The Chitorem/BCR3 treatment provided the best overall treatment performance for both metal removal and sustaining sulfate reducing conditions. | Data not provided | Substrate: sawdust, wood chips, compost, dairy manure and limestone chips. BCR substrate composition was modified due to a shortage of available manure and limestone. The shortage of manure and limestone may have had a negative impact on treatment effectiveness in the BCRs. | The number of sampling dates was reduced, resulting in less info to determine long-term treatment effectiveness. | Data not provided
Final Danny T Adit Treatability Study Year 1 Technical Memorandum, Barker-Hughesville Mining District Superfund Site Cascade and Judith Basin Counties, Montana | BARKER HUGHESVILLE MINING DISTRICT | MT6122307485 | N/A | N/A | BCR4 | Data not provided | Biochemical reactor (BCR) with Mg(OH)2 pre-treatment (BCR4) | Passive | Biochemical reactor (BCR) | Pre-treatment | Danny T adit water | Y | BCR with pre-treatment | Batteries used to run metering pump, slurry mixer, and timer switch | Remote central Montana, southeast of Great Falls/no constraints noted | Pilot | June - September 2013 | Sodium | Na, total | µg/L | N | N/A | 5 | 5.0–29.0 | (-)480 - 0 | [9 empty] | Data not provided | Data not provided | Data not provided | Data not provided | Data not provided | Data not provided | Data not provided | Data not provided |  | Influent | 2.81–2.85 | 2.41–6.48 | mg/L | 21.72–25 | °C | Data not provided | N/A | Data not provided | N/A | 382.6–490.9 | mV | 2,404–2,267 | µS/cm | NA–27.1 | %DO | Data not provided | Data not provided | Data not provided | Data not provided | Data not provided | Data not provided | Data not provided | Data not provided | Data not provided | Data not provided | Data not provided | Data not provided | Substrate: sawdust, wood chips, compost, dairy manure and limestone chips. BCR substrate composition was modified due to a shortage of available manure and limestone. The shortage of manure and limestone may have had a negative impact on treatment effectiveness in the BCRs. | Data not provided | Data not provided | A range of values is shown to reflect multiple days with the same effluent.
Final Danny T Adit Treatability Study Year 1 Technical Memorandum, Barker-Hughesville Mining District Superfund Site Cascade and Judith Basin Counties, Montana | BARKER HUGHESVILLE MINING DISTRICT | MT6122307485 | N/A | N/A | BCR4 | Data not provided | Biochemical reactor (BCR) with Mg(OH)2 pre-treatment (BCR4) | Passive | Biochemical reactor (BCR) | Pre-treatment | Danny T adit water | Y | BCR with pre-treatment | Batteries used to run metering pump, slurry mixer, and timer switch | Remote central Montana, southeast of Great Falls/no constraints noted | Pilot | June - September 2013 | Sodium | Na, dissolved | µg/L | N | N/A | 7 | 5.0–9.0 | (-)28.6 - 28.6 | [9 empty] | Data not provided | Data not provided | Data not provided | Data not provided | Data not provided | Data not provided | Data not provided | Data not provided |  | Influent | 2.72–2.94 | 2.41–3.92 | mg/L | 15.19–21.72 | °C | Data not provided | N/A | Data not provided | N/A | 382.6–482.2 | mV | 1,332–2,610 | µS/cm | NA–43.7 | %DO | Data not provided | Data not provided | Data not provided | Data not provided | Data not provided | Data not provided | Data not provided | Data not provided | Data not provided | Data not provided | Data not provided | Data not provided | Substrate: sawdust, wood chips, compost, dairy manure and limestone chips. BCR substrate composition was modified due to a shortage of available manure and limestone. The shortage of manure and limestone may have had a negative impact on treatment effectiveness in the BCRs. | The number of sampling dates was reduced, resulting in less info to determine long-term treatment effectiveness. | Data not provided | A range of values is shown to reflect multiple days with the same effluent.
Final Danny T Adit Treatability Study Year 1 Technical Memorandum, Barker-Hughesville Mining District Superfund Site Cascade and Judith Basin Counties, Montana | BARKER HUGHESVILLE MINING DISTRICT | MT6122307485 | N/A | N/A | BCR4 | Data not provided | Biochemical reactor (BCR) with Mg(OH)2 pre-treatment (BCR4) | Passive | Biochemical reactor (BCR) | Pre-treatment | Danny T adit water | Y | BCR with pre-treatment | Batteries used to run metering pump, slurry mixer, and timer switch | Remote central Montana, southeast of Great Falls/no constraints noted | Pilot | June - September 2013 | Sodium | Na, total | µg/L | N | N/A |  |  |  | 5 | 5.0–29.0 | (-)480 - 0 | [6 empty] | Data not provided | Data not provided | Data not provided | Data not provided | Data not provided | Data not provided | Data not provided | Data not provided |  | Influent | 2.81–2.85 | 2.41–6.48 | mg/L | 21.72–25 | °C | Data not provided | N/A | Data not provided | N/A | 382.6–490.9 | mV | 2,404–2,267 | µS/cm | NA–27.1 | %DO | Data not provided | Data not provided | Data not provided | Data not provided | Data not provided | Data not provided | Data not provided | Data not provided | Data not provided | Data not provided | Data not provided | Data not provided | Substrate: sawdust, wood chips, compost, dairy manure and limestone chips. BCR substrate composition was modified due to a shortage of available manure and limestone. The shortage of manure and limestone may have had a negative impact on treatment effectiveness in the BCRs. | Data not provided | Data not provided
Final Danny T Adit Treatability Study Year 1 Technical Memorandum, Barker-Hughesville Mining District Superfund Site Cascade and Judith Basin Counties, Montana | BARKER HUGHESVILLE MINING DISTRICT | MT6122307485 | N/A | N/A | BCR4 | Data not provided | Biochemical reactor (BCR) with Mg(OH)2 pre-treatment (BCR4) | Passive | Biochemical reactor (BCR) | Pre-treatment | Danny T adit water | Y | BCR with pre-treatment | Batteries used to run metering pump, slurry mixer, and timer switch | Remote central Montana, southeast of Great Falls/no constraints noted | Pilot | June - September 2013 | Sodium | Na, dissolved | µg/L | N | N/A |  |  |  | 5 | 6 | -20 | [6 empty] | Data not provided | Data not provided | Data not provided | Data not provided | Data not provided | Data not provided | Data not provided | Data not provided |  | Influent | 2.8 | 2.19 | mg/L | 25.14 | °C | Data not provided | N/A | Data not provided | N/A | 492.7 | mV | 3394 | µS/cm | 26 | %DO | Data not provided | Data not provided | Data not provided | Data not provided | Data not provided | Data not provided | Data not provided | Data not provided | Data not provided | Data not provided | Data not provided | Data not provided | Substrate: sawdust, wood chips, compost, dairy manure and limestone chips. BCR substrate composition was modified due to a shortage of available manure and limestone. The shortage of manure and limestone may have had a negative impact on treatment effectiveness in the BCRs. | The number of sampling dates was reduced, resulting in less info to determine long-term treatment effectiveness. | Data not provided
Final Danny T Adit Treatability Study Year 1 Technical Memorandum, Barker-Hughesville Mining District Superfund Site Cascade and Judith Basin Counties, Montana | BARKER HUGHESVILLE MINING DISTRICT | MT6122307485 | N/A | N/A | BCR4 | Data not provided | Biochemical reactor (BCR) with Mg(OH)2 pre-treatment (BCR4) | Passive | Biochemical reactor (BCR) | Pre-treatment | Danny T adit water | Y | BCR with pre-treatment | Batteries used to run metering pump, slurry mixer, and timer switch | Remote central Montana, southeast of Great Falls/no constraints noted | Pilot | June - September 2013 | Sodium | Na, total | µg/L | N | N/A | [6 empty] | 29 | 5 | -480 |  |  |  | Data not provided | Data not provided | Data not provided | Data not provided | Data not provided | Data not provided | Data not provided | Data not provided |  | Effluent | 6.25 | 0.02 | mg/L | 20.16 | °C | Data not provided | N/A | Data not provided | N/A | -144.8 | mV | 4001 | µS/cm | None | N/A | Data not provided | Data not provided | Data not provided | Data not provided | Data not provided | Data not provided | Data not provided | Data not provided | Data not provided | Data not provided | Data not provided | Data not provided | Substrate: sawdust, wood chips, compost, dairy manure and limestone chips. BCR substrate composition was modified due to a shortage of available manure and limestone. The shortage of manure and limestone may have had a negative impact on treatment effectiveness in the BCRs. | Data not provided | Data not provided
Final Danny T Adit Treatability Study Year 1 Technical Memorandum, Barker-Hughesville Mining District Superfund Site Cascade and Judith Basin Counties, Montana | BARKER HUGHESVILLE MINING DISTRICT | MT6122307485 | N/A | N/A | BCR4 | Data not provided | Biochemical reactor (BCR) with Mg(OH)2 pre-treatment (BCR4) | Passive | Biochemical reactor (BCR) | Pre-treatment | Danny T adit water | Y | BCR with pre-treatment | Batteries used to run metering pump, slurry mixer, and timer switch | Remote central Montana, southeast of Great Falls/no constraints noted | Pilot | June - September 2013 | Sodium | Na, dissolved | µg/L | N | N/A | [6 empty] | 31 | 6 | -416.6667 |  |  |  | Data not provided | Data not provided | Data not provided | Data not provided | Data not provided | Data not provided | Data not provided | Data not provided |  | Effluent | 6.25 | 0.02 | mg/L | 20.16 | °C | Data not provided | N/A | Data not provided | N/A | -144.8 | mV | 4001 | µS/cm | None | N/A | Data not provided | Data not provided | Data not provided | Data not provided | Data not provided | Data not provided | Data not provided | Data not provided | Data not provided | Data not provided | Data not provided | Data not provided | Substrate: sawdust, wood chips, compost, dairy manure and limestone chips. BCR substrate composition was modified due to a shortage of available manure and limestone. The shortage of manure and limestone may have had a negative impact on treatment effectiveness in the BCRs. | The number of sampling dates was reduced, resulting in less info to determine long-term treatment effectiveness. | Data not provided
Final Danny T Adit Treatability Study Year 1 Technical Memorandum, Barker-Hughesville Mining District Superfund Site Cascade and Judith Basin Counties, Montana | BARKER HUGHESVILLE MINING DISTRICT | MT6122307485 | N/A | N/A | BCR4 | Data not provided | Biochemical reactor (BCR) with Mg(OH)2 pre-treatment (BCR4) | Passive | Biochemical reactor (BCR) | Pre-treatment | Danny T adit water | Y | BCR with pre-treatment | Batteries used to run metering pump, slurry mixer, and timer switch | Remote central Montana, southeast of Great Falls/no constraints noted | Pilot | June - September 2013 | Sodium | Na, total | µg/L | N | N/A | [9 empty] | 5 | 5 | 0 | Data not provided | Data not provided | Data not provided | Data not provided | Data not provided | Data not provided | Data not provided | Data not provided |  | Effluent | 6.36 | 2.47 | mg/L | 17.95 | °C | Data not provided | N/A | Data not provided | N/A | -30.2 | mV | 1101 | µS/cm | 26.3 | %DO | Data not provided | Data not provided | Data not provided | Data not provided | Data not provided | Data not provided | Data not provided | Data not provided | Data not provided | Data not provided | Data not provided | Data not provided | Substrate: sawdust, wood chips, compost, dairy manure and limestone chips. BCR substrate composition was modified due to a shortage of available manure and limestone. The shortage of manure and limestone may have had a negative impact on treatment effectiveness in the BCRs. | Data not provided | Data not provided
Final Danny T Adit Treatability Study Year 1 Technical Memorandum, Barker-Hughesville Mining District Superfund Site Cascade and Judith Basin Counties, Montana | BARKER HUGHESVILLE MINING DISTRICT | MT6122307485 | N/A | N/A | BCR4 | Data not provided | Biochemical reactor (BCR) with Mg(OH)2 pre-treatment (BCR4) | Passive | Biochemical reactor (BCR) | Pre-treatment | Danny T adit water | Y | BCR with pre-treatment | Batteries used to run metering pump, slurry mixer, and timer switch | Remote central Montana, southeast of Great Falls/no constraints noted | Pilot | June - September 2013 | Sodium | Na, dissolved | µg/L | N | N/A | [9 empty] | 5 | 7 | 28.5714 | Data not provided | Data not provided | Data not provided | Data not provided | Data not provided | Data not provided | Data not provided | Data not provided |  | Effluent | 6.87 | 1.64 | mg/L | 16.2 | °C | Data not provided | N/A | Data not provided | N/A | -154.2 | mV | 2473 | µS/cm | 17.2 | %DO | Data not provided | Data not provided | Data not provided | Data not provided | Data not provided | Data not provided | Data not provided | Data not provided | Data not provided | Data not provided | Data not provided | Data not provided | Substrate: sawdust, wood chips, compost, dairy manure and limestone chips. BCR substrate composition was modified due to a shortage of available manure and limestone. The shortage of manure and limestone may have had a negative impact on treatment effectiveness in the BCRs. | The number of sampling dates was reduced, resulting in less info to determine long-term treatment effectiveness. | Data not provided
Final Danny T Adit Treatability Study Year 1 Technical Memorandum, Barker-Hughesville Mining District Superfund Site Cascade and Judith Basin Counties, Montana | BARKER HUGHESVILLE MINING DISTRICT | MT6122307485 | N/A | N/A | CHIT | Data not provided | Chitorem pre-treatment (CHIT) | Passive | Chitorem® | Pre-treatment | Danny T adit water | Y | Pre-treatment | Batteries used to run metering pump, slurry mixer, and timer switch | Remote central Montana, southeast of Great Falls/no constraints noted | Pilot | June - September 2013 | Sodium | Na, total | µg/L | N | N/A | 5 | 31–6,520 | (-)130300 - (-)520 | [9 empty] | Data not provided | Data not provided | Data not provided | Data not provided | Data not provided | Data not provided | Data not provided | Data not provided |  | Influent | 2.81–2.85 | 2.41–6.48 | mg/L | 21.72–25 | °C | Data not provided | N/A | Data not provided | N/A | 382.6–490.9 | mV | 2,404–2,267 | µS/cm | NA–27.1 | %DO | Data not provided | Data not provided | Data not provided | Data not provided | Data not provided | Data not provided | Data not provided | Data not provided | Data not provided | Data not provided | The Chitorem/BCR3 treatment provided the best overall treatment performance for both metal removal and sustaining sulfate reducing conditions. | Data not provided | Chitorem is a proprietary material that contains calcium carbonate, protein, and chitin (crab shell). Also contains its own bacteria - material breaks down and produces carbonates (adds alkalinity). | The Chitorem substrate composition was modified by adding pea gravel to increase permeability. | Data not provided | A range of values is shown to reflect more than one day with the same effluent.
Final Danny T Adit Treatability Study Year 1 Technical Memorandum, Barker-Hughesville Mining District Superfund Site Cascade and Judith Basin Counties, Montana | BARKER HUGHESVILLE MINING DISTRICT | MT6122307485 | N/A | N/A | CHIT | Data not provided | Chitorem pre-treatment (CHIT) | Passive | Chitorem® | Pre-treatment | Danny T adit water | Y | Pre-treatment | Batteries used to run metering pump, slurry mixer, and timer switch | Remote central Montana, southeast of Great Falls/no constraints noted | Pilot | June - September 2013 | Sodium | Na, dissolved | µg/L | N | N/A | 7 | 30–82 | (-)1071.4 - (-)328.6 | [9 empty] | Data not provided | Data not provided | Data not provided | Data not provided | Data not provided | Data not provided | Data not provided | Data not provided |  | Influent | 2.72–2.94 | 2.41–3.92 | mg/L | 15.19–21.72 | °C | Data not provided | N/A | Data not provided | N/A | 382.6–482.2 | mV | 1,332–2,610 | µS/cm | NA–43.7 | %DO | Data not provided | Data not provided | Data not provided | Data not provided | Data not provided | Data not provided | Data not provided | Data not provided | Data not provided | Data not provided | The Chitorem/BCR3 treatment provided the best overall treatment performance for both metal removal and sustaining sulfate reducing conditions. | Data not provided | Chitorem is a proprietary material that contains calcium carbonate, protein, and chitin (crab shell). Also contains its own bacteria - material breaks down and produces carbonates (adds alkalinity). | The Chitorem substrate composition was modified by adding pea gravel to increase permeability. The number of sampling dates was reduced, resulting in less info to determine long-term treatment effectiveness. | Data not provided | A range of values is shown to reflect more than one day with the same effluent.
Final Danny T Adit Treatability Study Year 1 Technical Memorandum, Barker-Hughesville Mining District Superfund Site Cascade and Judith Basin Counties, Montana | BARKER HUGHESVILLE MINING DISTRICT | MT6122307485 | N/A | N/A | CHIT | Data not provided | Chitorem pre-treatment (CHIT) | Passive | Chitorem® | Pre-treatment | Danny T adit water | Y | Pre-treatment | Batteries used to run metering pump, slurry mixer, and timer switch | Remote central Montana, southeast of Great Falls/no constraints noted | Pilot | June - September 2013 | Sodium | Na, total | µg/L | N | N/A |  |  |  | 5 | 31–6,520 | (-)130300 - (-)520 | [6 empty] | Data not provided | Data not provided | Data not provided | Data not provided | Data not provided | Data not provided | Data not provided | Data not provided |  | Influent | 2.81–2.85 | 2.41–6.48 | mg/L | 21.72–25 | °C | Data not provided | N/A | Data not provided | N/A | 382.6–490.9 | mV | 2,404–2,267 | µS/cm | NA–27.1 | %DO | Data not provided | Data not provided | Data not provided | Data not provided | Data not provided | Data not provided | Data not provided | Data not provided | Data not provided | Data not provided | The Chitorem/BCR3 treatment provided the best overall treatment performance for both metal removal and sustaining sulfate reducing conditions. | Data not provided | Chitorem is a proprietary material that contains calcium carbonate, protein, and chitin (crab shell). Also contains its own bacteria - material breaks down and produces carbonates (adds alkalinity). | The Chitorem substrate composition was modified by adding pea gravel to increase permeability. | Data not provided
Final Danny T Adit Treatability Study Year 1 Technical Memorandum, Barker-Hughesville Mining District Superfund Site Cascade and Judith Basin Counties, Montana | BARKER HUGHESVILLE MINING DISTRICT | MT6122307485 | N/A | N/A | CHIT | Data not provided | Chitorem pre-treatment (CHIT) | Passive | Chitorem® | Pre-treatment | Danny T adit water | Y | Pre-treatment | Batteries used to run metering pump, slurry mixer, and timer switch | Remote central Montana, southeast of Great Falls/no constraints noted | Pilot | June - September 2013 | Sodium | Na, dissolved | µg/L | N | N/A |  |  |  | 5 | 30 | -500 | [6 empty] | Data not provided | Data not provided | Data not provided | Data not provided | Data not provided | Data not provided | Data not provided | Data not provided |  | Influent | 2.8 | 2.19 | mg/L | 25.14 | °C | Data not provided | N/A | Data not provided | N/A | 492.7 | mV | 3394 | µS/cm | 26 | %DO | Data not provided | Data not provided | Data not provided | Data not provided | Data not provided | Data not provided | Data not provided | Data not provided | Data not provided | Data not provided | The Chitorem/BCR3 treatment provided the best overall treatment performance for both metal removal and sustaining sulfate reducing conditions. | Data not provided | Chitorem is a proprietary material that contains calcium carbonate, protein, and chitin (crab shell). Also contains its own bacteria - material breaks down and produces carbonates (adds alkalinity). | The Chitorem substrate composition was modified by adding pea gravel to increase permeability. The number of sampling dates was reduced, resulting in less info to determine long-term treatment effectiveness. | Data not provided
Final Danny T Adit Treatability Study Year 1 Technical Memorandum, Barker-Hughesville Mining District Superfund Site Cascade and Judith Basin Counties, Montana | BARKER HUGHESVILLE MINING DISTRICT | MT6122307485 | N/A | N/A | CHIT | Data not provided | Chitorem pre-treatment (CHIT) | Passive | Chitorem® | Pre-treatment | Danny T adit water | Y | Pre-treatment | Batteries used to run metering pump, slurry mixer, and timer switch | Remote central Montana, southeast of Great Falls/no constraints noted | Pilot | June - September 2013 | Sodium | Na, total | µg/L | N | N/A | [6 empty] | 6520 | 5 | -130300 |  |  |  | Data not provided | Data not provided | Data not provided | Data not provided | Data not provided | Data not provided | Data not provided | Data not provided |  | Effluent | 6.65 | 0.05 | mg/L | 21.52 | °C | Data not provided | N/A | Data not provided | N/A | -206.8 | mV | 60571 | µS/cm | None | N/A | Data not provided | Data not provided | Data not provided | Data not provided | Data not provided | Data not provided | Data not provided | Data not provided | Data not provided | Data not provided | The Chitorem/BCR3 treatment provided the best overall treatment performance for both metal removal and sustaining sulfate reducing conditions. | Data not provided | Chitorem is a proprietary material that contains calcium carbonate, protein, and chitin (crab shell). Also contains its own bacteria - material breaks down and produces carbonates (adds alkalinity). | The Chitorem substrate composition was modified by adding pea gravel to increase permeability. | Data not provided
Final Danny T Adit Treatability Study Year 1 Technical Memorandum, Barker-Hughesville Mining District Superfund Site Cascade and Judith Basin Counties, Montana | BARKER HUGHESVILLE MINING DISTRICT | MT6122307485 | N/A | N/A | CHIT | Data not provided | Chitorem pre-treatment (CHIT) | Passive | Chitorem® | Pre-treatment | Danny T adit water | Y | Pre-treatment | Batteries used to run metering pump, slurry mixer, and timer switch | Remote central Montana, southeast of Great Falls/no constraints noted | Pilot | June - September 2013 | Sodium | Na, dissolved | µg/L | N | N/A | [6 empty] | 6850 | 6 | -114066.6667 |  |  |  | Data not provided | Data not provided | Data not provided | Data not provided | Data not provided | Data not provided | Data not provided | Data not provided |  | Effluent | 6.65 | 0.05 | mg/L | 21.52 | °C | Data not provided | N/A | Data not provided | N/A | -206.8 | mV | 60571 | µS/cm | None | N/A | Data not provided | Data not provided | Data not provided | Data not provided | Data not provided | Data not provided | Data not provided | Data not provided | Data not provided | Data not provided | The Chitorem/BCR3 treatment provided the best overall treatment performance for both metal removal and sustaining sulfate reducing conditions. | Data not provided | Chitorem is a proprietary material that contains calcium carbonate, protein, and chitin (crab shell). Also contains its own bacteria - material breaks down and produces carbonates (adds alkalinity). | The Chitorem substrate composition was modified by adding pea gravel to increase permeability. The number of sampling dates was reduced, resulting in less info to determine long-term treatment effectiveness. | Data not provided
Final Danny T Adit Treatability Study Year 1 Technical Memorandum, Barker-Hughesville Mining District Superfund Site Cascade and Judith Basin Counties, Montana | BARKER HUGHESVILLE MINING DISTRICT | MT6122307485 | N/A | N/A | CHIT | Data not provided | Chitorem pre-treatment (CHIT) | Passive | Chitorem® | Pre-treatment | Danny T adit water | Y | Pre-treatment | Batteries used to run metering pump, slurry mixer, and timer switch | Remote central Montana, southeast of Great Falls/no constraints noted | Pilot | June - September 2013 | Sodium | Na, total | µg/L | N | N/A | [9 empty] | 31 | 5 | -520 | Data not provided | Data not provided | Data not provided | Data not provided | Data not provided | Data not provided | Data not provided | Data not provided |  | Effluent | 6.07 | 3.08 | mg/L | 16.95 | °C | Data not provided | N/A | Data not provided | N/A | -184.7 | mV | 2941 | µS/cm | 31.9 | %DO | Data not provided | Data not provided | Data not provided | Data not provided | Data not provided | Data not provided | Data not provided | Data not provided | Data not provided | Data not provided | The Chitorem/BCR3 treatment provided the best overall treatment performance for both metal removal and sustaining sulfate reducing conditions. | Data not provided | Chitorem is a proprietary material that contains calcium carbonate, protein, and chitin (crab shell). Also contains its own bacteria - material breaks down and produces carbonates (adds alkalinity). | The Chitorem substrate composition was modified by adding pea gravel to increase permeability. | Data not provided
Final Danny T Adit Treatability Study Year 1 Technical Memorandum, Barker-Hughesville Mining District Superfund Site Cascade and Judith Basin Counties, Montana | BARKER HUGHESVILLE MINING DISTRICT | MT6122307485 | N/A | N/A | CHIT | Data not provided | Chitorem pre-treatment (CHIT) | Passive | Chitorem® | Pre-treatment | Danny T adit water | Y | Pre-treatment | Batteries used to run metering pump, slurry mixer, and timer switch | Remote central Montana, southeast of Great Falls/no constraints noted | Pilot | June - September 2013 | Sodium | Na, dissolved | µg/L | N | N/A | [9 empty] | 30 | 5.0–7.0 | (-)500 - (-)328.6 | Data not provided | Data not provided | Data not provided | Data not provided | Data not provided | Data not provided | Data not provided | Data not provided |  | Effluent | 6.13–6.14 | 1.57–3.94 | mg/L | 17.53–21.12 | °C | Data not provided | N/A | Data not provided | N/A | (-)125.1–(-)57.3 | mV | 5,450–6,475 | µS/cm | 17.1–46.4 | %DO | Data not provided | Data not provided | Data not provided | Data not provided | Data not provided | Data not provided | Data not provided | Data not provided | Data not provided | Data not provided | The Chitorem/BCR3 treatment provided the best overall treatment performance for both metal removal and sustaining sulfate reducing conditions. | Data not provided | Chitorem is a proprietary material that contains calcium carbonate, protein, and chitin (crab shell). Also contains its own bacteria - material breaks down and produces carbonates (adds alkalinity). | The Chitorem substrate composition was modified by adding pea gravel to increase permeability. The number of sampling dates was reduced, resulting in less info to determine long-term treatment effectiveness. | Data not provided | A range of values is shown to reflect multiple days with the same effluent.
Final Danny T Adit Treatability Study Year 1 Technical Memorandum, Barker-Hughesville Mining District Superfund Site Cascade and Judith Basin Counties, Montana | BARKER HUGHESVILLE MINING DISTRICT | MT6122307485 | N/A | N/A | MGOH | Data not provided | Alkaline Addition pre-treatment - Mg(OH)2 | Passive | Magnesium hydroxide Mg(OH)2 | Pre-treatment | Danny T adit water | Y | Pre-treatment | Batteries used to run metering pump, slurry mixer, and timer switch | Remote central Montana, southeast of Great Falls/no constraints noted | Pilot | June - September 2013 | Sodium | Na, total | µg/L | N | N/A | 5 | 6.0–8.0 | (-)60 - (-)20 | [9 empty] | Data not provided | Data not provided | Data not provided | Data not provided | Data not provided | Data not provided | Data not provided | Data not provided |  | Influent | 2.81–2.85 | 2.41–6.48 | mg/L | 21.72–25 | °C | Data not provided | N/A | Data not provided | N/A | 382.6–490.9 | mV | 2,404–2,267 | µS/cm | NA–27.1 | %DO | Data not provided | Data not provided | Data not provided | Data not provided | Data not provided | Data not provided | Data not provided | Data not provided | Data not provided | Data not provided | Data not provided | Data not provided | Alkaline addition using a magnesium hydroxide (Mg(OH)2) solution. | Data not provided | Data not provided | A range of values is shown to reflect more than one day with the same effluent.
Final Danny T Adit Treatability Study Year 1 Technical Memorandum, Barker-Hughesville Mining District Superfund Site Cascade and Judith Basin Counties, Montana | BARKER HUGHESVILLE MINING DISTRICT | MT6122307485 | N/A | N/A | MGOH | Data not provided | Alkaline Addition pre-treatment - Mg(OH)2 | Passive | Magnesium hydroxide Mg(OH)2 | Pre-treatment | Danny T adit water | Y | Pre-treatment | Batteries used to run metering pump, slurry mixer, and timer switch | Remote central Montana, southeast of Great Falls/no constraints noted | Pilot | June - September 2013 | Sodium | Na, dissolved | µg/L | N | N/A | 7 | 7.0–9.0 | (-)28.6 - 0 | [9 empty] | Data not provided | Data not provided | Data not provided | Data not provided | Data not provided | Data not provided | Data not provided | Data not provided |  | Influent | 2.72–2.94 | 2.41–3.92 | mg/L | 15.19–21.72 | °C | Data not provided | N/A | Data not provided | N/A | 382.6–482.2 | mV | 1,332–2,610 | µS/cm | NA–43.7 | %DO | Data not provided | Data not provided | Data not provided | Data not provided | Data not provided | Data not provided | Data not provided | Data not provided | Data not provided | Data not provided | Data not provided | Data not provided | Alkaline addition using a magnesium hydroxide (Mg(OH)2) solution. | The number of sampling dates was reduced, resulting in less info to determine long-term treatment effectiveness. | Data not provided | A range of values is shown to reflect more than one day with the same effluent.
Final Danny T Adit Treatability Study Year 1 Technical Memorandum, Barker-Hughesville Mining District Superfund Site Cascade and Judith Basin Counties, Montana | BARKER HUGHESVILLE MINING DISTRICT | MT6122307485 | N/A | N/A | MGOH | Data not provided | Alkaline Addition pre-treatment - Mg(OH)2 | Passive | Magnesium hydroxide Mg(OH)2 | Pre-treatment | Danny T adit water | Y | Pre-treatment | Batteries used to run metering pump, slurry mixer, and timer switch | Remote central Montana, southeast of Great Falls/no constraints noted | Pilot | June - September 2013 | Sodium | Na, total | µg/L | N | N/A |  |  |  | 5 | 6.0–8.0 | (-)60 - (-)20 | [6 empty] | Data not provided | Data not provided | Data not provided | Data not provided | Data not provided | Data not provided | Data not provided | Data not provided |  | Influent | 2.81–2.85 | 2.41–6.48 | mg/L | 21.72–25 | °C | Data not provided | N/A | Data not provided | N/A | 382.6–490.9 | mV | 2,404–2,267 | µS/cm | NA–27.1 | %DO | Data not provided | Data not provided | Data not provided | Data not provided | Data not provided | Data not provided | Data not provided | Data not provided | Data not provided | Data not provided | Data not provided | Data not provided | Alkaline addition using a magnesium hydroxide (Mg(OH)2) solution. | Data not provided | Data not provided
Final Danny T Adit Treatability Study Year 1 Technical Memorandum, Barker-Hughesville Mining District Superfund Site Cascade and Judith Basin Counties, Montana | BARKER HUGHESVILLE MINING DISTRICT | MT6122307485 | N/A | N/A | MGOH | Data not provided | Alkaline Addition pre-treatment - Mg(OH)2 | Passive | Magnesium hydroxide Mg(OH)2 | Pre-treatment | Danny T adit water | Y | Pre-treatment | Batteries used to run metering pump, slurry mixer, and timer switch | Remote central Montana, southeast of Great Falls/no constraints noted | Pilot | June - September 2013 | Sodium | Na, dissolved | µg/L | N | N/A |  |  |  | 5 | 6 | -20 | [6 empty] | Data not provided | Data not provided | Data not provided | Data not provided | Data not provided | Data not provided | Data not provided | Data not provided |  | Influent | 2.8 | 2.19 | mg/L | 25.14 | °C | Data not provided | N/A | Data not provided | N/A | 492.7 | mV | 3394 | µS/cm | 26 | %DO | Data not provided | Data not provided | Data not provided | Data not provided | Data not provided | Data not provided | Data not provided | Data not provided | Data not provided | Data not provided | Data not provided | Data not provided | Alkaline addition using a magnesium hydroxide (Mg(OH)2) solution. | The number of sampling dates was reduced, resulting in less info to determine long-term treatment effectiveness. | Data not provided
Final Danny T Adit Treatability Study Year 1 Technical Memorandum, Barker-Hughesville Mining District Superfund Site Cascade and Judith Basin Counties, Montana | BARKER HUGHESVILLE MINING DISTRICT | MT6122307485 | N/A | N/A | MGOH | Data not provided | Alkaline Addition pre-treatment - Mg(OH)2 | Passive | Magnesium hydroxide Mg(OH)2 | Pre-treatment | Danny T adit water | Y | Pre-treatment | Batteries used to run metering pump, slurry mixer, and timer switch | Remote central Montana, southeast of Great Falls/no constraints noted | Pilot | June - September 2013 | Sodium | Na, total | µg/L | N | N/A | [6 empty] | 8 | 5 | -60 |  |  |  | Data not provided | Data not provided | Data not provided | Data not provided | Data not provided | Data not provided | Data not provided | Data not provided |  | Effluent | 5.94 | 3.95 | mg/L | 19.28 | °C | Data not provided | N/A | Data not provided | N/A | -15.6 | mV | 1995 | µS/cm | None | N/A | Data not provided | Data not provided | Data not provided | Data not provided | Data not provided | Data not provided | Data not provided | Data not provided | Data not provided | Data not provided | Data not provided | Data not provided | Alkaline addition using a magnesium hydroxide (Mg(OH)2) solution. | Data not provided | Data not provided
Final Danny T Adit Treatability Study Year 1 Technical Memorandum, Barker-Hughesville Mining District Superfund Site Cascade and Judith Basin Counties, Montana | BARKER HUGHESVILLE MINING DISTRICT | MT6122307485 | N/A | N/A | MGOH | Data not provided | Alkaline Addition pre-treatment - Mg(OH)2 | Passive | Magnesium hydroxide Mg(OH)2 | Pre-treatment | Danny T adit water | Y | Pre-treatment | Batteries used to run metering pump, slurry mixer, and timer switch | Remote central Montana, southeast of Great Falls/no constraints noted | Pilot | June - September 2013 | Sodium | Na, dissolved | µg/L | N | N/A | [6 empty] | 9 | 6 | -50 |  |  |  | Data not provided | Data not provided | Data not provided | Data not provided | Data not provided | Data not provided | Data not provided | Data not provided |  | Effluent | 5.94 | 3.95 | mg/L | 19.28 | °C | Data not provided | N/A | Data not provided | N/A | -15.6 | mV | 1995 | µS/cm | None | N/A | Data not provided | Data not provided | Data not provided | Data not provided | Data not provided | Data not provided | Data not provided | Data not provided | Data not provided | Data not provided | Data not provided | Data not provided | Alkaline addition using a magnesium hydroxide (Mg(OH)2) solution. | The number of sampling dates was reduced, resulting in less info to determine long-term treatment effectiveness. | Data not provided
Final Danny T Adit Treatability Study Year 1 Technical Memorandum, Barker-Hughesville Mining District Superfund Site Cascade and Judith Basin Counties, Montana | BARKER HUGHESVILLE MINING DISTRICT | MT6122307485 | N/A | N/A | MGOH | Data not provided | Alkaline Addition pre-treatment - Mg(OH)2 | Passive | Magnesium hydroxide Mg(OH)2 | Pre-treatment | Danny T adit water | Y | Pre-treatment | Batteries used to run metering pump, slurry mixer, and timer switch | Remote central Montana, southeast of Great Falls/no constraints noted | Pilot | June - September 2013 | Sodium | Na, total | µg/L | N | N/A | [9 empty] | 6 | 5 | -20 | Data not provided | Data not provided | Data not provided | Data not provided | Data not provided | Data not provided | Data not provided | Data not provided |  | Effluent | 5.54 | 3.17 | mg/L | 17.66 | °C | Data not provided | N/A | Data not provided | N/A | 114.1 | mV | 2058 | µS/cm | 33.9 | %DO | Data not provided | Data not provided | Data not provided | Data not provided | Data not provided | Data not provided | Data not provided | Data not provided | Data not provided | Data not provided | Data not provided | Data not provided | Alkaline addition using a magnesium hydroxide (Mg(OH)2) solution. | Data not provided | Data not provided
Final Danny T Adit Treatability Study Year 1 Technical Memorandum, Barker-Hughesville Mining District Superfund Site Cascade and Judith Basin Counties, Montana | BARKER HUGHESVILLE MINING DISTRICT | MT6122307485 | N/A | N/A | MGOH | Data not provided | Alkaline Addition pre-treatment - Mg(OH)2 | Passive | Magnesium hydroxide Mg(OH)2 | Pre-treatment | Danny T adit water | Y | Pre-treatment | Batteries used to run metering pump, slurry mixer, and timer switch | Remote central Montana, southeast of Great Falls/no constraints noted | Pilot | June - September 2013 | Sodium | Na, dissolved | µg/L | N | N/A | [9 empty] | 6 | 5 | -20 | Data not provided | Data not provided | Data not provided | Data not provided | Data not provided | Data not provided | Data not provided | Data not provided |  | Effluent | 3.69 | 7.22 | mg/L | 16.5 | °C | Data not provided | N/A | Data not provided | N/A | 103.5 | mV | 3022 | µS/cm | 74 | %DO | Data not provided | Data not provided | Data not provided | Data not provided | Data not provided | Data not provided | Data not provided | Data not provided | Data not provided | Data not provided | Data not provided | Data not provided | Alkaline addition using a magnesium hydroxide (Mg(OH)2) solution. | The number of sampling dates was reduced, resulting in less info to determine long-term treatment effectiveness. | Data not provided
Final Danny T Adit Treatability Study Year 1 Technical Memorandum, Barker-Hughesville Mining District Superfund Site Cascade and Judith Basin Counties, Montana | BARKER HUGHESVILLE MINING DISTRICT | MT6122307485 | N/A | N/A | SAPS | Data not provided | Successive alkalinity producing system (SAPS) pre-treatment | Passive | Successive alkalinity producing system (SAPS) | Pre-treatment | Danny T adit water | Y | Pre-treatment | Batteries used to run metering pump, slurry mixer, and timer switch | Remote central Montana, southeast of Great Falls/no constraints noted | Pilot | June - September 2013 | Sodium | Na, total | µg/L | N | N/A | 5 | 5.0–11.0 | (-)120 - 0 | [9 empty] | Data not provided | Data not provided | Data not provided | Data not provided | Data not provided | Data not provided | Data not provided | Data not provided |  | Influent | 2.81–2.85 | 2.41–6.48 | mg/L | 21.72–25 | °C | Data not provided | N/A | Data not provided | N/A | 382.6–490.9 | mV | 2,404–2,267 | µS/cm | NA–27.1 | %DO | Data not provided | Data not provided | Data not provided | Data not provided | Data not provided | Data not provided | Data not provided | Data not provided | Data not provided | Data not provided | Data not provided | Data not provided | Pre-treatment substrate of limestone gravel overlain by a manure and compost layer. | Data not provided | Data not provided | A range of values is shown to reflect multiple days with the same influent.
Final Danny T Adit Treatability Study Year 1 Technical Memorandum, Barker-Hughesville Mining District Superfund Site Cascade and Judith Basin Counties, Montana | BARKER HUGHESVILLE MINING DISTRICT | MT6122307485 | N/A | N/A | SAPS | Data not provided | Successive alkalinity producing system (SAPS) pre-treatment | Passive | Successive alkalinity producing system (SAPS) | Pre-treatment | Danny T adit water | Y | Pre-treatment | Batteries used to run metering pump, slurry mixer, and timer switch | Remote central Montana, southeast of Great Falls/no constraints noted | Pilot | June - September 2013 | Sodium | Na, dissolved | µg/L | N | N/A | 7 | 7 | 0 | [9 empty] | Data not provided | Data not provided | Data not provided | Data not provided | Data not provided | Data not provided | Data not provided | Data not provided |  | Influent | 2.72–2.94 | 2.41–3.92 | mg/L | 15.19–21.72 | °C | Data not provided | N/A | Data not provided | N/A | 382.6–482.2 | mV | 1,332–2,610 | µS/cm | NA–43.7 | %DO | Data not provided | Data not provided | Data not provided | Data not provided | Data not provided | Data not provided | Data not provided | Data not provided | Data not provided | Data not provided | Data not provided | Data not provided | Pre-treatment substrate of limestone gravel overlain by a manure and compost layer. | The number of sampling dates was reduced, resulting in less info to determine long-term treatment effectiveness. | Data not provided | A range of values is shown to reflect multiple days with the same influent.
Final Danny T Adit Treatability Study Year 1 Technical Memorandum, Barker-Hughesville Mining District Superfund Site Cascade and Judith Basin Counties, Montana | BARKER HUGHESVILLE MINING DISTRICT | MT6122307485 | N/A | N/A | SAPS | Data not provided | Successive alkalinity producing system (SAPS) pre-treatment | Passive | Successive alkalinity producing system (SAPS) | Pre-treatment | Danny T adit water | Y | Pre-treatment | Batteries used to run metering pump, slurry mixer, and timer switch | Remote central Montana, southeast of Great Falls/no constraints noted | Pilot | June - September 2013 | Sodium | Na, total | µg/L | N | N/A |  |  |  | 5 | 5.0–11.0 | (-)120 - 0 | [6 empty] | Data not provided | Data not provided | Data not provided | Data not provided | Data not provided | Data not provided | Data not provided | Data not provided |  | Influent | 2.81–2.85 | 2.41–6.48 | mg/L | 21.72–25 | °C | Data not provided | N/A | Data not provided | N/A | 382.6–490.9 | mV | 2,404–2,267 | µS/cm | NA–27.1 | %DO | Data not provided | Data not provided | Data not provided | Data not provided | Data not provided | Data not provided | Data not provided | Data not provided | Data not provided | Data not provided | Data not provided | Data not provided | Pre-treatment substrate of limestone gravel overlain by a manure and compost layer. | Data not provided | Data not provided
Final Danny T Adit Treatability Study Year 1 Technical Memorandum, Barker-Hughesville Mining District Superfund Site Cascade and Judith Basin Counties, Montana | BARKER HUGHESVILLE MINING DISTRICT | MT6122307485 | N/A | N/A | SAPS | Data not provided | Successive alkalinity producing system (SAPS) pre-treatment | Passive | Successive alkalinity producing system (SAPS) | Pre-treatment | Danny T adit water | Y | Pre-treatment | Batteries used to run metering pump, slurry mixer, and timer switch | Remote central Montana, southeast of Great Falls/no constraints noted | Pilot | June - September 2013 | Sodium | Na, dissolved | µg/L | N | N/A |  |  |  | 5 | 5 | 0 | [6 empty] | Data not provided | Data not provided | Data not provided | Data not provided | Data not provided | Data not provided | Data not provided | Data not provided |  | Influent | 2.8 | 2.19 | mg/L | 25.14 | °C | Data not provided | N/A | Data not provided | N/A | 492.7 | mV | 3394 | µS/cm | 26 | %DO | Data not provided | Data not provided | Data not provided | Data not provided | Data not provided | Data not provided | Data not provided | Data not provided | Data not provided | Data not provided | Data not provided | Data not provided | Pre-treatment substrate of limestone gravel overlain by a manure and compost layer. | The number of sampling dates was reduced, resulting in less info to determine long-term treatment effectiveness. | Data not provided
Final Danny T Adit Treatability Study Year 1 Technical Memorandum, Barker-Hughesville Mining District Superfund Site Cascade and Judith Basin Counties, Montana | BARKER HUGHESVILLE MINING DISTRICT | MT6122307485 | N/A | N/A | SAPS | Data not provided | Successive alkalinity producing system (SAPS) pre-treatment | Passive | Successive alkalinity producing system (SAPS) | Pre-treatment | Danny T adit water | Y | Pre-treatment | Batteries used to run metering pump, slurry mixer, and timer switch | Remote central Montana, southeast of Great Falls/no constraints noted | Pilot | June - September 2013 | Sodium | Na, total | µg/L | N | N/A | [6 empty] | 11 | 5 | -120 |  |  |  | Data not provided | Data not provided | Data not provided | Data not provided | Data not provided | Data not provided | Data not provided | Data not provided |  | Effluent | 6.38 | 0.09 | mg/L | 21.97 | °C | Data not provided | N/A | Data not provided | N/A | -157.6 | mV | 2434 | µS/cm | None | N/A | Data not provided | Data not provided | Data not provided | Data not provided | Data not provided | Data not provided | Data not provided | Data not provided | Data not provided | Data not provided | Data not provided | Data not provided | Pre-treatment substrate of limestone gravel overlain by a manure and compost layer. | Data not provided | Data not provided
Final Danny T Adit Treatability Study Year 1 Technical Memorandum, Barker-Hughesville Mining District Superfund Site Cascade and Judith Basin Counties, Montana | BARKER HUGHESVILLE MINING DISTRICT | MT6122307485 | N/A | N/A | SAPS | Data not provided | Successive alkalinity producing system (SAPS) pre-treatment | Passive | Successive alkalinity producing system (SAPS) | Pre-treatment | Danny T adit water | Y | Pre-treatment | Batteries used to run metering pump, slurry mixer, and timer switch | Remote central Montana, southeast of Great Falls/no constraints noted | Pilot | June - September 2013 | Sodium | Na, dissolved | µg/L | N | N/A | [6 empty] | 13 | 6 | -116.6667 |  |  |  | Data not provided | Data not provided | Data not provided | Data not provided | Data not provided | Data not provided | Data not provided | Data not provided |  | Effluent | 6.38 | 0.09 | mg/L | 21.97 | °C | Data not provided | N/A | Data not provided | N/A | -157.6 | mV | 2434 | µS/cm | None | N/A | Data not provided | Data not provided | Data not provided | Data not provided | Data not provided | Data not provided | Data not provided | Data not provided | Data not provided | Data not provided | Data not provided | Data not provided | Pre-treatment substrate of limestone gravel overlain by a manure and compost layer. | The number of sampling dates was reduced, resulting in less info to determine long-term treatment effectiveness. | Data not provided
Final Danny T Adit Treatability Study Year 1 Technical Memorandum, Barker-Hughesville Mining District Superfund Site Cascade and Judith Basin Counties, Montana | BARKER HUGHESVILLE MINING DISTRICT | MT6122307485 | N/A | N/A | SAPS | Data not provided | Successive alkalinity producing system (SAPS) pre-treatment | Passive | Successive alkalinity producing system (SAPS) | Pre-treatment | Danny T adit water | Y | Pre-treatment | Batteries used to run metering pump, slurry mixer, and timer switch | Remote central Montana, southeast of Great Falls/no constraints noted | Pilot | June - September 2013 | Sodium | Na, total | µg/L | N | N/A | [9 empty] | 5 | 5 | 0 | Data not provided | Data not provided | Data not provided | Data not provided | Data not provided | Data not provided | Data not provided | Data not provided |  | Effluent | 5.22 | 1.58 | mg/L | 17.74 | °C | Data not provided | N/A | Data not provided | N/A | 132.8 | mV | 2091 | µS/cm | 15.8 | %DO | Data not provided | Data not provided | Data not provided | Data not provided | Data not provided | Data not provided | Data not provided | Data not provided | Data not provided | Data not provided | Data not provided | Data not provided | Pre-treatment substrate of limestone gravel overlain by a manure and compost layer. | Data not provided | Data not provided
Final Danny T Adit Treatability Study Year 1 Technical Memorandum, Barker-Hughesville Mining District Superfund Site Cascade and Judith Basin Counties, Montana | BARKER HUGHESVILLE MINING DISTRICT | MT6122307485 | N/A | N/A | SAPS | Data not provided | Successive alkalinity producing system (SAPS) pre-treatment | Passive | Successive alkalinity producing system (SAPS) | Pre-treatment | Danny T adit water | Y | Pre-treatment | Batteries used to run metering pump, slurry mixer, and timer switch | Remote central Montana, southeast of Great Falls/no constraints noted | Pilot | June - September 2013 | Sodium | Na, dissolved | µg/L | N | N/A | [9 empty] | 5 | 5 | 0 | Data not provided | Data not provided | Data not provided | Data not provided | Data not provided | Data not provided | Data not provided | Data not provided |  | Effluent | 5.54 | 4.14 | mg/L | 17.27 | °C | Data not provided | N/A | Data not provided | N/A | 135.2 | mV | 3011 | µS/cm | 42.6 | %DO | Data not provided | Data not provided | Data not provided | Data not provided | Data not provided | Data not provided | Data not provided | Data not provided | Data not provided | Data not provided | Data not provided | Data not provided | Pre-treatment substrate of limestone gravel overlain by a manure and compost layer. | The number of sampling dates was reduced, resulting in less info to determine long-term treatment effectiveness. | Data not provided
Final Danny T Adit Treatability Study Year 1 Technical Memorandum, Barker-Hughesville Mining District Superfund Site Cascade and Judith Basin Counties, Montana | BARKER HUGHESVILLE MINING DISTRICT | MT6122307485 | N/A | N/A | BCR1 | Data not provided | Biochemical reactor (BCR) without pre-treatment (BCR1) | Passive | Biochemical reactor (BCR) | No pre-treatment | Danny T adit water | N | BCR without pre-treatment | Batteries used to run metering pump, slurry mixer, and timer switch | Remote central Montana, southeast of Great Falls/no constraints noted | Pilot | June - September 2013 | Nickel | Ni, total | µg/L | N | N/A | 39 | 24 | 38.4615 | [9 empty] | Data not provided | Data not provided | Data not provided | Data not provided | Data not provided | Data not provided | Data not provided | Data not provided |  | Influent | 2.81 | 6.48 | mg/L | 25 | °C | Data not provided | N/A | Data not provided | N/A | 490.9 | mV | 2267 | µS/cm | None | N/A | Data not provided | Data not provided | Data not provided | Data not provided | Data not provided | Data not provided | N | Acute and chronic ambient water quality standards | Data not provided | Data not provided | Results support the need for pretreatment of high acidity MIW ahead of the BCR. | Data not provided | Substrate: sawdust, wood chips, compost, dairy manure and limestone chips. BCR substrate composition was modified due to a shortage of available manure and limestone. The shortage of manure and limestone may have had a negative impact on treatment effectiveness in the BCRs. | Data not provided | Data not provided
Final Danny T Adit Treatability Study Year 1 Technical Memorandum, Barker-Hughesville Mining District Superfund Site Cascade and Judith Basin Counties, Montana | BARKER HUGHESVILLE MINING DISTRICT | MT6122307485 | N/A | N/A | BCR1 | Data not provided | Biochemical reactor (BCR) without pre-treatment (BCR1) | Passive | Biochemical reactor (BCR) | No pre-treatment | Danny T adit water | N | BCR without pre-treatment | Batteries used to run metering pump, slurry mixer, and timer switch | Remote central Montana, southeast of Great Falls/no constraints noted | Pilot | June - September 2013 | Nickel | Ni, dissolved | µg/L | N | N/A | 39 | 22 | 43.5897 | [9 empty] | Data not provided | Data not provided | Data not provided | Data not provided | Data not provided | Data not provided | Data not provided | Data not provided |  | Influent | 2.81 | 6.48 | mg/L | 25 | °C | Data not provided | N/A | Data not provided | N/A | 490.9 | mV | 2267 | µS/cm | None | N/A | Data not provided | Data not provided | Data not provided | Data not provided | Data not provided | Data not provided | N | Acute and chronic ambient water quality standards | Data not provided | Data not provided | Results support the need for pretreatment of high acidity MIW ahead of the BCR. | Data not provided | Substrate: sawdust, wood chips, compost, dairy manure and limestone chips. BCR substrate composition was modified due to a shortage of available manure and limestone. The shortage of manure and limestone may have had a negative impact on treatment effectiveness in the BCRs. | Generally Ni removal was poor in BCR1. The number of sampling dates was reduced, resulting in less info to determine long-term treatment effectiveness. | Total metals data set is limited to only two sampling events.
Final Danny T Adit Treatability Study Year 1 Technical Memorandum, Barker-Hughesville Mining District Superfund Site Cascade and Judith Basin Counties, Montana | BARKER HUGHESVILLE MINING DISTRICT | MT6122307485 | N/A | N/A | BCR1 | Data not provided | Biochemical reactor (BCR) without pre-treatment (BCR1) | Passive | Biochemical reactor (BCR) | No pre-treatment | Danny T adit water | N | BCR without pre-treatment | Batteries used to run metering pump, slurry mixer, and timer switch | Remote central Montana, southeast of Great Falls/no constraints noted | Pilot | June - September 2013 | Nickel | Ni, total | µg/L | N | N/A |  |  |  | 29 | 29 | 0 | [6 empty] | Data not provided | Data not provided | Data not provided | Data not provided | Data not provided | Data not provided | Data not provided | Data not provided |  | Influent | 2.85 | 2.41 | mg/L | 21.72 | °C | Data not provided | N/A | Data not provided | N/A | 382.6 | mV | 2404 | µS/cm | 27.1 | %DO | Data not provided | Data not provided | Data not provided | Data not provided | Data not provided | Data not provided | N | Acute and chronic ambient water quality standards | Data not provided | Data not provided | Results support the need for pretreatment of high acidity MIW ahead of the BCR. | Data not provided | Substrate: sawdust, wood chips, compost, dairy manure and limestone chips. BCR substrate composition was modified due to a shortage of available manure and limestone. The shortage of manure and limestone may have had a negative impact on treatment effectiveness in the BCRs. | Data not provided | Data not provided
Final Danny T Adit Treatability Study Year 1 Technical Memorandum, Barker-Hughesville Mining District Superfund Site Cascade and Judith Basin Counties, Montana | BARKER HUGHESVILLE MINING DISTRICT | MT6122307485 | N/A | N/A | BCR1 | Data not provided | Biochemical reactor (BCR) without pre-treatment (BCR1) | Passive | Biochemical reactor (BCR) | No pre-treatment | Danny T adit water | N | BCR without pre-treatment | Batteries used to run metering pump, slurry mixer, and timer switch | Remote central Montana, southeast of Great Falls/no constraints noted | Pilot | June - September 2013 | Nickel | Ni, dissolved | µg/L | N | N/A |  |  |  | 28 | 29 | -3.5714 | [6 empty] | Data not provided | Data not provided | Data not provided | Data not provided | Data not provided | Data not provided | Data not provided | Data not provided |  | Influent | 2.85 | 2.41 | mg/L | 21.72 | °C | Data not provided | N/A | Data not provided | N/A | 382.6 | mV | 2404 | µS/cm | 27.1 | %DO | Data not provided | Data not provided | Data not provided | Data not provided | Data not provided | Data not provided | N | Acute and chronic ambient water quality standards | Data not provided | Data not provided | Results support the need for pretreatment of high acidity MIW ahead of the BCR. | Data not provided | Substrate: sawdust, wood chips, compost, dairy manure and limestone chips. BCR substrate composition was modified due to a shortage of available manure and limestone. The shortage of manure and limestone may have had a negative impact on treatment effectiveness in the BCRs. | Generally Ni removal was poor in BCR1. The number of sampling dates was reduced, resulting in less info to determine long-term treatment effectiveness. | Total metals data set is limited to only two sampling events.
Final Danny T Adit Treatability Study Year 1 Technical Memorandum, Barker-Hughesville Mining District Superfund Site Cascade and Judith Basin Counties, Montana | BARKER HUGHESVILLE MINING DISTRICT | MT6122307485 | N/A | N/A | BCR1 | Data not provided | Biochemical reactor (BCR) without pre-treatment (BCR1) | Passive | Biochemical reactor (BCR) | No pre-treatment | Danny T adit water | N | BCR without pre-treatment | Batteries used to run metering pump, slurry mixer, and timer switch | Remote central Montana, southeast of Great Falls/no constraints noted | Pilot | June - September 2013 | Nickel | Ni, total | µg/L | N | N/A | [6 empty] | 29 | 29 | 0 |  |  |  | Data not provided | Data not provided | Data not provided | Data not provided | Data not provided | Data not provided | Data not provided | Data not provided |  | Effluent | 5.91 | 1.5 | mg/L | 17.95 | °C | Data not provided | N/A | Data not provided | N/A | -46.6 | mV | 2190 | µS/cm | 15.9 | %DO | Data not provided | Data not provided | Data not provided | Data not provided | Data not provided | Data not provided | N | Acute and chronic ambient water quality standards | Data not provided | Data not provided | Results support the need for pretreatment of high acidity MIW ahead of the BCR. | Data not provided | Substrate: sawdust, wood chips, compost, dairy manure and limestone chips. BCR substrate composition was modified due to a shortage of available manure and limestone. The shortage of manure and limestone may have had a negative impact on treatment effectiveness in the BCRs. | Data not provided | Data not provided
Final Danny T Adit Treatability Study Year 1 Technical Memorandum, Barker-Hughesville Mining District Superfund Site Cascade and Judith Basin Counties, Montana | BARKER HUGHESVILLE MINING DISTRICT | MT6122307485 | N/A | N/A | BCR1 | Data not provided | Biochemical reactor (BCR) without pre-treatment (BCR1) | Passive | Biochemical reactor (BCR) | No pre-treatment | Danny T adit water | N | BCR without pre-treatment | Batteries used to run metering pump, slurry mixer, and timer switch | Remote central Montana, southeast of Great Falls/no constraints noted | Pilot | June - September 2013 | Nickel | Ni, dissolved | µg/L | N | N/A | [6 empty] | 36 | 34 | -5.8824 |  |  |  | Data not provided | Data not provided | Data not provided | Data not provided | Data not provided | Data not provided | Data not provided | Data not provided |  | Effluent | 5.7 | 1.33 | mg/L | 14.95 | °C | Data not provided | N/A | Data not provided | N/A | 77.2 | mV | 2424 | µS/cm | 13.6 | %DO | Data not provided | Data not provided | Data not provided | Data not provided | Data not provided | Data not provided | N | Acute and chronic ambient water quality standards | Data not provided | Data not provided | Results support the need for pretreatment of high acidity MIW ahead of the BCR. | Data not provided | Substrate: sawdust, wood chips, compost, dairy manure and limestone chips. BCR substrate composition was modified due to a shortage of available manure and limestone. The shortage of manure and limestone may have had a negative impact on treatment effectiveness in the BCRs. | Generally Ni removal was poor in BCR1. The number of sampling dates was reduced, resulting in less info to determine long-term treatment effectiveness. | Total metals data set is limited to only two sampling events.
Final Danny T Adit Treatability Study Year 1 Technical Memorandum, Barker-Hughesville Mining District Superfund Site Cascade and Judith Basin Counties, Montana | BARKER HUGHESVILLE MINING DISTRICT | MT6122307485 | N/A | N/A | BCR1 | Data not provided | Biochemical reactor (BCR) without pre-treatment (BCR1) | Passive | Biochemical reactor (BCR) | No pre-treatment | Danny T adit water | N | BCR without pre-treatment | Batteries used to run metering pump, slurry mixer, and timer switch | Remote central Montana, southeast of Great Falls/no constraints noted | Pilot | June - September 2013 | Nickel | Ni, total | µg/L | N | N/A | [9 empty] | 24 | 39 | 38.4615 | Data not provided | Data not provided | Data not provided | Data not provided | Data not provided | Data not provided | Data not provided | Data not provided |  | Effluent | 6.07 | 0.02 | mg/L | 20.6 | °C | Data not provided | N/A | Data not provided | N/A | -163 | mV | 3505 | µS/cm | None | N/A | Data not provided | Data not provided | Data not provided | Data not provided | Data not provided | Data not provided | N | Acute and chronic ambient water quality standards | Data not provided | Data not provided | Results support the need for pretreatment of high acidity MIW ahead of the BCR. | Data not provided | Substrate: sawdust, wood chips, compost, dairy manure and limestone chips. BCR substrate composition was modified due to a shortage of available manure and limestone. The shortage of manure and limestone may have had a negative impact on treatment effectiveness in the BCRs. | Data not provided | Data not provided
Final Danny T Adit Treatability Study Year 1 Technical Memorandum, Barker-Hughesville Mining District Superfund Site Cascade and Judith Basin Counties, Montana | BARKER HUGHESVILLE MINING DISTRICT | MT6122307485 | N/A | N/A | BCR1 | Data not provided | Biochemical reactor (BCR) without pre-treatment (BCR1) | Passive | Biochemical reactor (BCR) | No pre-treatment | Danny T adit water | N | BCR without pre-treatment | Batteries used to run metering pump, slurry mixer, and timer switch | Remote central Montana, southeast of Great Falls/no constraints noted | Pilot | June - September 2013 | Nickel | Ni, dissolved | µg/L | N | N/A | [9 empty] | 8 | 37 | 78.3784 | Data not provided | Data not provided | Data not provided | Data not provided | Data not provided | Data not provided | Data not provided | Data not provided |  | Effluent | 6.14 | 0.57 | mg/L | 20.07 | °C | Data not provided | N/A | Data not provided | N/A | -76.8 | mV | 2388 | µS/cm | None | N/A | Data not provided | Data not provided | Data not provided | Data not provided | Data not provided | Data not provided | N | Acute and chronic ambient water quality standards | Data not provided | Data not provided | Results support the need for pretreatment of high acidity MIW ahead of the BCR. | Data not provided | Substrate: sawdust, wood chips, compost, dairy manure and limestone chips. BCR substrate composition was modified due to a shortage of available manure and limestone. The shortage of manure and limestone may have had a negative impact on treatment effectiveness in the BCRs. | Generally Ni removal was poor in BCR1. The number of sampling dates was reduced, resulting in less info to determine long-term treatment effectiveness. | Total metals data set is limited to only two sampling events.
Final Danny T Adit Treatability Study Year 1 Technical Memorandum, Barker-Hughesville Mining District Superfund Site Cascade and Judith Basin Counties, Montana | BARKER HUGHESVILLE MINING DISTRICT | MT6122307485 | N/A | N/A | BCR2 | Data not provided | Biochemical reactor (BCR) with SAPS pre-treatment (BCR2) | Passive | Biochemical reactor (BCR) | Pre-treatment | Danny T adit water | Y | BCR with pre-treatment | Batteries used to run metering pump, slurry mixer, and timer switch | Remote central Montana, southeast of Great Falls/no constraints noted | Pilot | June - September 2013 | Nickel | Ni, total | µg/L | N | N/A | 39 | 39 | 0 | [9 empty] | Data not provided | Data not provided | Data not provided | Data not provided | Data not provided | Data not provided | Data not provided | Data not provided |  | Influent | 2.81 | 6.48 | mg/L | 25 | °C | Data not provided | N/A | Data not provided | N/A | 490.9 | mV | 2267 | µS/cm | None | N/A | Data not provided | Data not provided | Data not provided | Data not provided | Data not provided | Data not provided | N | Acute and chronic ambient water quality standards | Data not provided | Data not provided | Data not provided | Data not provided | Substrate: sawdust, wood chips, compost, dairy manure and limestone chips. BCR substrate composition was modified due to a shortage of available manure and limestone. The shortage of manure and limestone may have had a negative impact on treatment effectiveness in the BCRs. | Data not provided | Data not provided
Final Danny T Adit Treatability Study Year 1 Technical Memorandum, Barker-Hughesville Mining District Superfund Site Cascade and Judith Basin Counties, Montana | BARKER HUGHESVILLE MINING DISTRICT | MT6122307485 | N/A | N/A | BCR2 | Data not provided | Biochemical reactor (BCR) with SAPS pre-treatment (BCR2) | Passive | Biochemical reactor (BCR) | Pre-treatment | Danny T adit water | Y | BCR with pre-treatment | Batteries used to run metering pump, slurry mixer, and timer switch | Remote central Montana, southeast of Great Falls/no constraints noted | Pilot | June - September 2013 | Nickel | Ni, dissolved | µg/L | N | N/A | 39 | 35 | 10.2564 | [9 empty] | Data not provided | Data not provided | Data not provided | Data not provided | Data not provided | Data not provided | Data not provided | Data not provided |  | Influent | 2.81 | 6.48 | mg/L | 25 | °C | Data not provided | N/A | Data not provided | N/A | 490.9 | mV | 2267 | µS/cm | None | N/A | Data not provided | Data not provided | Data not provided | Data not provided | Data not provided | Data not provided | N | Acute and chronic ambient water quality standards | Data not provided | Data not provided | Data not provided | Data not provided | Substrate: sawdust, wood chips, compost, dairy manure and limestone chips. BCR substrate composition was modified due to a shortage of available manure and limestone. The shortage of manure and limestone may have had a negative impact on treatment effectiveness in the BCRs. | The number of sampling dates was reduced, resulting in less info to determine long-term treatment effectiveness. | Total metals data set is limited to only two sampling events.
Final Danny T Adit Treatability Study Year 1 Technical Memorandum, Barker-Hughesville Mining District Superfund Site Cascade and Judith Basin Counties, Montana | BARKER HUGHESVILLE MINING DISTRICT | MT6122307485 | N/A | N/A | BCR2 | Data not provided | Biochemical reactor (BCR) with SAPS pre-treatment (BCR2) | Passive | Biochemical reactor (BCR) | Pre-treatment | Danny T adit water | Y | BCR with pre-treatment | Batteries used to run metering pump, slurry mixer, and timer switch | Remote central Montana, southeast of Great Falls/no constraints noted | Pilot | June - September 2013 | Nickel | Ni, total | µg/L | N | N/A |  |  |  | 29 | 27 | 6.8966 | [6 empty] | Data not provided | Data not provided | Data not provided | Data not provided | Data not provided | Data not provided | Data not provided | Data not provided |  | Influent | 2.85 | 2.41 | mg/L | 21.72 | °C | Data not provided | N/A | Data not provided | N/A | 382.6 | mV | 2404 | µS/cm | 27.1 | %DO | Data not provided | Data not provided | Data not provided | Data not provided | Data not provided | Data not provided | N | Acute and chronic ambient water quality standards | Data not provided | Data not provided | Data not provided | Data not provided | Substrate: sawdust, wood chips, compost, dairy manure and limestone chips. BCR substrate composition was modified due to a shortage of available manure and limestone. The shortage of manure and limestone may have had a negative impact on treatment effectiveness in the BCRs. | Data not provided | Data not provided
Final Danny T Adit Treatability Study Year 1 Technical Memorandum, Barker-Hughesville Mining District Superfund Site Cascade and Judith Basin Counties, Montana | BARKER HUGHESVILLE MINING DISTRICT | MT6122307485 | N/A | N/A | BCR2 | Data not provided | Biochemical reactor (BCR) with SAPS pre-treatment (BCR2) | Passive | Biochemical reactor (BCR) | Pre-treatment | Danny T adit water | Y | BCR with pre-treatment | Batteries used to run metering pump, slurry mixer, and timer switch | Remote central Montana, southeast of Great Falls/no constraints noted | Pilot | June - September 2013 | Nickel | Ni, dissolved | µg/L | N | N/A |  |  |  | 28 | 24 | 14.2857 | [6 empty] | Data not provided | Data not provided | Data not provided | Data not provided | Data not provided | Data not provided | Data not provided | Data not provided |  | Influent | 2.85 | 2.41 | mg/L | 21.72 | °C | Data not provided | N/A | Data not provided | N/A | 382.6 | mV | 2404 | µS/cm | 27.1 | %DO | Data not provided | Data not provided | Data not provided | Data not provided | Data not provided | Data not provided | N | Acute and chronic ambient water quality standards | Data not provided | Data not provided | Data not provided | Data not provided | Substrate: sawdust, wood chips, compost, dairy manure and limestone chips. BCR substrate composition was modified due to a shortage of available manure and limestone. The shortage of manure and limestone may have had a negative impact on treatment effectiveness in the BCRs. | The number of sampling dates was reduced, resulting in less info to determine long-term treatment effectiveness. | Total metals data set is limited to only two sampling events.
Final Danny T Adit Treatability Study Year 1 Technical Memorandum, Barker-Hughesville Mining District Superfund Site Cascade and Judith Basin Counties, Montana | BARKER HUGHESVILLE MINING DISTRICT | MT6122307485 | N/A | N/A | BCR2 | Data not provided | Biochemical reactor (BCR) with SAPS pre-treatment (BCR2) | Passive | Biochemical reactor (BCR) | Pre-treatment | Danny T adit water | Y | BCR with pre-treatment | Batteries used to run metering pump, slurry mixer, and timer switch | Remote central Montana, southeast of Great Falls/no constraints noted | Pilot | June - September 2013 | Nickel | Ni, total | µg/L | N | N/A | [6 empty] | 39 | 39 | 0 |  |  |  | Data not provided | Data not provided | Data not provided | Data not provided | Data not provided | Data not provided | Data not provided | Data not provided |  | Effluent | 6.29 | 0.05 | mg/L | 20.2 | °C | Data not provided | N/A | Data not provided | N/A | -153.8 | mV | 4954 | µS/cm | None | N/A | Data not provided | Data not provided | Data not provided | Data not provided | Data not provided | Data not provided | N | Acute and chronic ambient water quality standards | Data not provided | Data not provided | Data not provided | Data not provided | Substrate: sawdust, wood chips, compost, dairy manure and limestone chips. BCR substrate composition was modified due to a shortage of available manure and limestone. The shortage of manure and limestone may have had a negative impact on treatment effectiveness in the BCRs. | Data not provided | Data not provided
Final Danny T Adit Treatability Study Year 1 Technical Memorandum, Barker-Hughesville Mining District Superfund Site Cascade and Judith Basin Counties, Montana | BARKER HUGHESVILLE MINING DISTRICT | MT6122307485 | N/A | N/A | BCR2 | Data not provided | Biochemical reactor (BCR) with SAPS pre-treatment (BCR2) | Passive | Biochemical reactor (BCR) | Pre-treatment | Danny T adit water | Y | BCR with pre-treatment | Batteries used to run metering pump, slurry mixer, and timer switch | Remote central Montana, southeast of Great Falls/no constraints noted | Pilot | June - September 2013 | Nickel | Ni, dissolved | µg/L | N | N/A | [6 empty] | 35 | 39 | 10.2564 |  |  |  | Data not provided | Data not provided | Data not provided | Data not provided | Data not provided | Data not provided | Data not provided | Data not provided |  | Effluent | 6.29 | 0.05 | mg/L | 20.2 | °C | Data not provided | N/A | Data not provided | N/A | -153.8 | mV | 4954 | µS/cm | None | N/A | Data not provided | Data not provided | Data not provided | Data not provided | Data not provided | Data not provided | N | Acute and chronic ambient water quality standards | Data not provided | Data not provided | Data not provided | Data not provided | Substrate: sawdust, wood chips, compost, dairy manure and limestone chips. BCR substrate composition was modified due to a shortage of available manure and limestone. The shortage of manure and limestone may have had a negative impact on treatment effectiveness in the BCRs. | The number of sampling dates was reduced, resulting in less info to determine long-term treatment effectiveness. | Total metals data set is limited to only two sampling events.
Final Danny T Adit Treatability Study Year 1 Technical Memorandum, Barker-Hughesville Mining District Superfund Site Cascade and Judith Basin Counties, Montana | BARKER HUGHESVILLE MINING DISTRICT | MT6122307485 | N/A | N/A | BCR2 | Data not provided | Biochemical reactor (BCR) with SAPS pre-treatment (BCR2) | Passive | Biochemical reactor (BCR) | Pre-treatment | Danny T adit water | Y | BCR with pre-treatment | Batteries used to run metering pump, slurry mixer, and timer switch | Remote central Montana, southeast of Great Falls/no constraints noted | Pilot | June - September 2013 | Nickel | Ni, total | µg/L | N | N/A | [9 empty] | 27 | 29 | 6.8966 | Data not provided | Data not provided | Data not provided | Data not provided | Data not provided | Data not provided | Data not provided | Data not provided |  | Effluent | 6.16 | 1.67 | mg/L | 17.67 | °C | Data not provided | N/A | Data not provided | N/A | -28 | mV | 2187 | µS/cm | 17.8 | %DO | Data not provided | Data not provided | Data not provided | Data not provided | Data not provided | Data not provided | N | Acute and chronic ambient water quality standards | Data not provided | Data not provided | Data not provided | Data not provided | Substrate: sawdust, wood chips, compost, dairy manure and limestone chips. BCR substrate composition was modified due to a shortage of available manure and limestone. The shortage of manure and limestone may have had a negative impact on treatment effectiveness in the BCRs. | Data not provided | Data not provided
Final Danny T Adit Treatability Study Year 1 Technical Memorandum, Barker-Hughesville Mining District Superfund Site Cascade and Judith Basin Counties, Montana | BARKER HUGHESVILLE MINING DISTRICT | MT6122307485 | N/A | N/A | BCR2 | Data not provided | Biochemical reactor (BCR) with SAPS pre-treatment (BCR2) | Passive | Biochemical reactor (BCR) | Pre-treatment | Danny T adit water | Y | BCR with pre-treatment | Batteries used to run metering pump, slurry mixer, and timer switch | Remote central Montana, southeast of Great Falls/no constraints noted | Pilot | June - September 2013 | Nickel | Ni, dissolved | µg/L | N | N/A | [9 empty] | 5 U | 37 | 93.2432 | Data not provided | Data not provided | Data not provided | Data not provided | Data not provided | Data not provided | Data not provided | Data not provided |  | Effluent | 6.32 | 0.56 | mg/L | 21.15 | °C | Data not provided | N/A | Data not provided | N/A | -67.7 | mV | 2552 | µS/cm | None | N/A | Data not provided | Data not provided | Data not provided | Data not provided | Data not provided | Data not provided | N | Acute and chronic ambient water quality standards | Data not provided | Data not provided | Data not provided | Data not provided | Substrate: sawdust, wood chips, compost, dairy manure and limestone chips. BCR substrate composition was modified due to a shortage of available manure and limestone. The shortage of manure and limestone may have had a negative impact on treatment effectiveness in the BCRs. | The number of sampling dates was reduced, resulting in less info to determine long-term treatment effectiveness. | Total metals data set is limited to only two sampling events. | U = under the detection limit.
Final Danny T Adit Treatability Study Year 1 Technical Memorandum, Barker-Hughesville Mining District Superfund Site Cascade and Judith Basin Counties, Montana | BARKER HUGHESVILLE MINING DISTRICT | MT6122307485 | N/A | N/A | BCR3 | Data not provided | Biochemical reactor (BCR) with CHIT pre-treatment (BCR3) | Passive | Biochemical reactor (BCR) | Pre-treatment | Danny T adit water | Y | BCR with pre-treatment | Batteries used to run metering pump, slurry mixer, and timer switch | Remote central Montana, southeast of Great Falls/no constraints noted | Pilot | June - September 2013 | Nickel | Ni, total | µg/L | N | N/A | 39 | 69 | -76.9231 | [9 empty] | Data not provided | Data not provided | Data not provided | Data not provided | Data not provided | Data not provided | Data not provided | Data not provided |  | Influent | 2.81 | 6.48 | mg/L | 25 | °C | Data not provided | N/A | Data not provided | N/A | 490.9 | mV | 2267 | µS/cm | None | N/A | Data not provided | Data not provided | Data not provided | Data not provided | Data not provided | Data not provided | Data not provided | Data not provided | Data not provided | Data not provided | The Chitorem/BCR3 treatment provided the best overall treatment performance for both metal removal and sustaining sulfate reducing conditions. | Data not provided | Substrate: sawdust, wood chips, compost, dairy manure and limestone chips. BCR substrate composition was modified due to a shortage of available manure and limestone. The shortage of manure and limestone may have had a negative impact on treatment effectiveness in the BCRs. | Data not provided | Data not provided
Final Danny T Adit Treatability Study Year 1 Technical Memorandum, Barker-Hughesville Mining District Superfund Site Cascade and Judith Basin Counties, Montana | BARKER HUGHESVILLE MINING DISTRICT | MT6122307485 | N/A | N/A | BCR3 | Data not provided | Biochemical reactor (BCR) with CHIT pre-treatment (BCR3) | Passive | Biochemical reactor (BCR) | Pre-treatment | Danny T adit water | Y | BCR with pre-treatment | Batteries used to run metering pump, slurry mixer, and timer switch | Remote central Montana, southeast of Great Falls/no constraints noted | Pilot | June - September 2013 | Nickel | Ni, dissolved | µg/L | N | N/A | 39 | 66 | -69.2308 | [9 empty] | Data not provided | Data not provided | Data not provided | Data not provided | Data not provided | Data not provided | Data not provided | Data not provided |  | Influent | 2.81 | 6.48 | mg/L | 25 | °C | Data not provided | N/A | Data not provided | N/A | 490.9 | mV | 2267 | µS/cm | None | N/A | Data not provided | Data not provided | Data not provided | Data not provided | Data not provided | Data not provided | Data not provided | Data not provided | Data not provided | Data not provided | The Chitorem/BCR3 treatment provided the best overall treatment performance for both metal removal and sustaining sulfate reducing conditions. | Data not provided | Substrate: sawdust, wood chips, compost, dairy manure and limestone chips. BCR substrate composition was modified due to a shortage of available manure and limestone. The shortage of manure and limestone may have had a negative impact on treatment effectiveness in the BCRs. | The number of sampling dates was reduced, resulting in less info to determine long-term treatment effectiveness. | Total metals data set is limited to only two sampling events.
Final Danny T Adit Treatability Study Year 1 Technical Memorandum, Barker-Hughesville Mining District Superfund Site Cascade and Judith Basin Counties, Montana | BARKER HUGHESVILLE MINING DISTRICT | MT6122307485 | N/A | N/A | BCR3 | Data not provided | Biochemical reactor (BCR) with CHIT pre-treatment (BCR3) | Passive | Biochemical reactor (BCR) | Pre-treatment | Danny T adit water | Y | BCR with pre-treatment | Batteries used to run metering pump, slurry mixer, and timer switch | Remote central Montana, southeast of Great Falls/no constraints noted | Pilot | June - September 2013 | Nickel | Ni, total | µg/L | N | N/A |  |  |  | 29 | 5 U | 91.3793 | [6 empty] | Data not provided | Data not provided | Data not provided | Data not provided | Data not provided | Data not provided | Data not provided | Data not provided |  | Influent | 2.85 | 2.41 | mg/L | 21.72 | °C | Data not provided | N/A | Data not provided | N/A | 382.6 | mV | 2404 | µS/cm | 27.1 | %DO | Data not provided | Data not provided | Data not provided | Data not provided | Data not provided | Data not provided | Data not provided | Data not provided | Data not provided | Data not provided | The Chitorem/BCR3 treatment provided the best overall treatment performance for both metal removal and sustaining sulfate reducing conditions. | Data not provided | Substrate: sawdust, wood chips, compost, dairy manure and limestone chips. BCR substrate composition was modified due to a shortage of available manure and limestone. The shortage of manure and limestone may have had a negative impact on treatment effectiveness in the BCRs. | Data not provided | Data not provided | U = under the detection limit.
Final Danny T Adit Treatability Study Year 1 Technical Memorandum, Barker-Hughesville Mining District Superfund Site Cascade and Judith Basin Counties, Montana | BARKER HUGHESVILLE MINING DISTRICT | MT6122307485 | N/A | N/A | BCR3 | Data not provided | Biochemical reactor (BCR) with CHIT pre-treatment (BCR3) | Passive | Biochemical reactor (BCR) | Pre-treatment | Danny T adit water | Y | BCR with pre-treatment | Batteries used to run metering pump, slurry mixer, and timer switch | Remote central Montana, southeast of Great Falls/no constraints noted | Pilot | June - September 2013 | Nickel | Ni, dissolved | µg/L | N | N/A |  |  |  | 28 | 5 U | 91.0714 | [6 empty] | Data not provided | Data not provided | Data not provided | Data not provided | Data not provided | Data not provided | Data not provided | Data not provided |  | Influent | 2.85 | 2.41 | mg/L | 21.72 | °C | Data not provided | N/A | Data not provided | N/A | 382.6 | mV | 2404 | µS/cm | 27.1 | %DO | Data not provided | Data not provided | Data not provided | Data not provided | Data not provided | Data not provided | Data not provided | Data not provided | Data not provided | Data not provided | The Chitorem/BCR3 treatment provided the best overall treatment performance for both metal removal and sustaining sulfate reducing conditions. | Data not provided | Substrate: sawdust, wood chips, compost, dairy manure and limestone chips. BCR substrate composition was modified due to a shortage of available manure and limestone. The shortage of manure and limestone may have had a negative impact on treatment effectiveness in the BCRs. | The number of sampling dates was reduced, resulting in less info to determine long-term treatment effectiveness. | Total metals data set is limited to only two sampling events. | U = under the detection limit.
Final Danny T Adit Treatability Study Year 1 Technical Memorandum, Barker-Hughesville Mining District Superfund Site Cascade and Judith Basin Counties, Montana | BARKER HUGHESVILLE MINING DISTRICT | MT6122307485 | N/A | N/A | BCR3 | Data not provided | Biochemical reactor (BCR) with CHIT pre-treatment (BCR3) | Passive | Biochemical reactor (BCR) | Pre-treatment | Danny T adit water | Y | BCR with pre-treatment | Batteries used to run metering pump, slurry mixer, and timer switch | Remote central Montana, southeast of Great Falls/no constraints noted | Pilot | June - September 2013 | Nickel | Ni, total | µg/L | N | N/A | [6 empty] | 68 | 39 | -74.359 |  |  |  | Data not provided | Data not provided | Data not provided | Data not provided | Data not provided | Data not provided | Data not provided | Data not provided |  | Effluent | 6.17 | 0.04 | mg/L | 19.65 | °C | Data not provided | N/A | Data not provided | N/A | -152.5 | mV | 8162 | µS/cm | None | N/A | Data not provided | Data not provided | Data not provided | Data not provided | Data not provided | Data not provided | Data not provided | Data not provided | Data not provided | Data not provided | The Chitorem/BCR3 treatment provided the best overall treatment performance for both metal removal and sustaining sulfate reducing conditions. | Data not provided | Substrate: sawdust, wood chips, compost, dairy manure and limestone chips. BCR substrate composition was modified due to a shortage of available manure and limestone. The shortage of manure and limestone may have had a negative impact on treatment effectiveness in the BCRs. | Data not provided | Data not provided
Final Danny T Adit Treatability Study Year 1 Technical Memorandum, Barker-Hughesville Mining District Superfund Site Cascade and Judith Basin Counties, Montana | BARKER HUGHESVILLE MINING DISTRICT | MT6122307485 | N/A | N/A | BCR3 | Data not provided | Biochemical reactor (BCR) with CHIT pre-treatment (BCR3) | Passive | Biochemical reactor (BCR) | Pre-treatment | Danny T adit water | Y | BCR with pre-treatment | Batteries used to run metering pump, slurry mixer, and timer switch | Remote central Montana, southeast of Great Falls/no constraints noted | Pilot | June - September 2013 | Nickel | Ni, dissolved | µg/L | N | N/A | [6 empty] | 66 | 39 | -69.2308 |  |  |  | Data not provided | Data not provided | Data not provided | Data not provided | Data not provided | Data not provided | Data not provided | Data not provided |  | Effluent | 6.17 | 0.04 | mg/L | 19.65 | °C | Data not provided | N/A | Data not provided | N/A | -152.5 | mV | 8162 | µS/cm | None | N/A | Data not provided | Data not provided | Data not provided | Data not provided | Data not provided | Data not provided | Data not provided | Data not provided | Data not provided | Data not provided | The Chitorem/BCR3 treatment provided the best overall treatment performance for both metal removal and sustaining sulfate reducing conditions. | Data not provided | Substrate: sawdust, wood chips, compost, dairy manure and limestone chips. BCR substrate composition was modified due to a shortage of available manure and limestone. The shortage of manure and limestone may have had a negative impact on treatment effectiveness in the BCRs. | The number of sampling dates was reduced, resulting in less info to determine long-term treatment effectiveness. | Total metals data set is limited to only two sampling events.
Final Danny T Adit Treatability Study Year 1 Technical Memorandum, Barker-Hughesville Mining District Superfund Site Cascade and Judith Basin Counties, Montana | BARKER HUGHESVILLE MINING DISTRICT | MT6122307485 | N/A | N/A | BCR3 | Data not provided | Biochemical reactor (BCR) with CHIT pre-treatment (BCR3) | Passive | Biochemical reactor (BCR) | Pre-treatment | Danny T adit water | Y | BCR with pre-treatment | Batteries used to run metering pump, slurry mixer, and timer switch | Remote central Montana, southeast of Great Falls/no constraints noted | Pilot | June - September 2013 | Nickel | Ni, total | µg/L | N | N/A | [9 empty] | 5 U | 29 | 91.3793 | Data not provided | Data not provided | Data not provided | Data not provided | Data not provided | Data not provided | Data not provided | Data not provided |  | Effluent | 6.17 | 4.34 | mg/L | 17.84 | °C | Data not provided | N/A | Data not provided | N/A | -274.4 | mV | 5154 | µS/cm | 46.4 | %DO | Data not provided | Data not provided | Data not provided | Data not provided | Data not provided | Data not provided | Data not provided | Data not provided | Data not provided | Data not provided | The Chitorem/BCR3 treatment provided the best overall treatment performance for both metal removal and sustaining sulfate reducing conditions. | Data not provided | Substrate: sawdust, wood chips, compost, dairy manure and limestone chips. BCR substrate composition was modified due to a shortage of available manure and limestone. The shortage of manure and limestone may have had a negative impact on treatment effectiveness in the BCRs. | Data not provided | Data not provided | U = under the detection limit.
Final Danny T Adit Treatability Study Year 1 Technical Memorandum, Barker-Hughesville Mining District Superfund Site Cascade and Judith Basin Counties, Montana | BARKER HUGHESVILLE MINING DISTRICT | MT6122307485 | N/A | N/A | BCR3 | Data not provided | Biochemical reactor (BCR) with CHIT pre-treatment (BCR3) | Passive | Biochemical reactor (BCR) | Pre-treatment | Danny T adit water | Y | BCR with pre-treatment | Batteries used to run metering pump, slurry mixer, and timer switch | Remote central Montana, southeast of Great Falls/no constraints noted | Pilot | June - September 2013 | Nickel | Ni, dissolved | µg/L | N | N/A | [9 empty] | 5 U | 28–30 | 91.1 - 91.7 | Data not provided | Data not provided | Data not provided | Data not provided | Data not provided | Data not provided | Data not provided | Data not provided |  | Effluent | 6.17–6.55 | 1.95–4.34 | mg/L | 16.81–21.09 | °C | Data not provided | N/A | Data not provided | N/A | (-)303.4–(-)247.5 | mV | 5,154–7,172 | µS/cm | 22.5–46.4 | %DO | Data not provided | Data not provided | Data not provided | Data not provided | Data not provided | Data not provided | Data not provided | Data not provided | Data not provided | Data not provided | The Chitorem/BCR3 treatment provided the best overall treatment performance for both metal removal and sustaining sulfate reducing conditions. | Data not provided | Substrate: sawdust, wood chips, compost, dairy manure and limestone chips. BCR substrate composition was modified due to a shortage of available manure and limestone. The shortage of manure and limestone may have had a negative impact on treatment effectiveness in the BCRs. | The number of sampling dates was reduced, resulting in less info to determine long-term treatment effectiveness. | Total metals data set is limited to only two sampling events. | U = under the detection limit. A range of values is shown to reflect multiple days with effluent below the detection limit.
Final Danny T Adit Treatability Study Year 1 Technical Memorandum, Barker-Hughesville Mining District Superfund Site Cascade and Judith Basin Counties, Montana | BARKER HUGHESVILLE MINING DISTRICT | MT6122307485 | N/A | N/A | BCR4 | Data not provided | Biochemical reactor (BCR) with Mg(OH)2 pre-treatment (BCR4) | Passive | Biochemical reactor (BCR) | Pre-treatment | Danny T adit water | Y | BCR with pre-treatment | Batteries used to run metering pump, slurry mixer, and timer switch | Remote central Montana, southeast of Great Falls/no constraints noted | Pilot | June - September 2013 | Nickel | Ni, total | µg/L | N | N/A | 39 | 32 | 17.9487 | [9 empty] | Data not provided | Data not provided | Data not provided | Data not provided | Data not provided | Data not provided | Data not provided | Data not provided |  | Influent | 2.81 | 6.48 | mg/L | 25 | °C | Data not provided | N/A | Data not provided | N/A | 490.9 | mV | 2267 | µS/cm | None | N/A | Data not provided | Data not provided | Data not provided | Data not provided | Data not provided | Data not provided | Data not provided | Data not provided | Data not provided | Data not provided | Data not provided | Data not provided | Substrate: sawdust, wood chips, compost, dairy manure and limestone chips. BCR substrate composition was modified due to a shortage of available manure and limestone. The shortage of manure and limestone may have had a negative impact on treatment effectiveness in the BCRs. | Data not provided | Data not provided
Final Danny T Adit Treatability Study Year 1 Technical Memorandum, Barker-Hughesville Mining District Superfund Site Cascade and Judith Basin Counties, Montana | BARKER HUGHESVILLE MINING DISTRICT | MT6122307485 | N/A | N/A | BCR4 | Data not provided | Biochemical reactor (BCR) with Mg(OH)2 pre-treatment (BCR4) | Passive | Biochemical reactor (BCR) | Pre-treatment | Danny T adit water | Y | BCR with pre-treatment | Batteries used to run metering pump, slurry mixer, and timer switch | Remote central Montana, southeast of Great Falls/no constraints noted | Pilot | June - September 2013 | Nickel | Ni, dissolved | µg/L | N | N/A | 39 | 29 | 25.641 | [9 empty] | Data not provided | Data not provided | Data not provided | Data not provided | Data not provided | Data not provided | Data not provided | Data not provided |  | Influent | 2.81 | 6.48 | mg/L | 25 | °C | Data not provided | N/A | Data not provided | N/A | 490.9 | mV | 2267 | µS/cm | None | N/A | Data not provided | Data not provided | Data not provided | Data not provided | Data not provided | Data not provided | Data not provided | Data not provided | No standards exceeded due to low influent concentrations | Data not provided | Data not provided | Data not provided | Substrate: sawdust, wood chips, compost, dairy manure and limestone chips. BCR substrate composition was modified due to a shortage of available manure and limestone. The shortage of manure and limestone may have had a negative impact on treatment effectiveness in the BCRs. | The number of sampling dates was reduced, resulting in less info to determine long-term treatment effectiveness. | Total metals data set is limited to only two sampling events.
Final Danny T Adit Treatability Study Year 1 Technical Memorandum, Barker-Hughesville Mining District Superfund Site Cascade and Judith Basin Counties, Montana | BARKER HUGHESVILLE MINING DISTRICT | MT6122307485 | N/A | N/A | BCR4 | Data not provided | Biochemical reactor (BCR) with Mg(OH)2 pre-treatment (BCR4) | Passive | Biochemical reactor (BCR) | Pre-treatment | Danny T adit water | Y | BCR with pre-treatment | Batteries used to run metering pump, slurry mixer, and timer switch | Remote central Montana, southeast of Great Falls/no constraints noted | Pilot | June - September 2013 | Nickel | Ni, total | µg/L | N | N/A |  |  |  | 29 | 31 | -6.8966 | [6 empty] | Data not provided | Data not provided | Data not provided | Data not provided | Data not provided | Data not provided | Data not provided | Data not provided |  | Influent | 2.85 | 2.41 | mg/L | 21.72 | °C | Data not provided | N/A | Data not provided | N/A | 382.6 | mV | 2404 | µS/cm | 27.1 | %DO | Data not provided | Data not provided | Data not provided | Data not provided | Data not provided | Data not provided | Data not provided | Data not provided | Data not provided | Data not provided | Data not provided | Data not provided | Substrate: sawdust, wood chips, compost, dairy manure and limestone chips. BCR substrate composition was modified due to a shortage of available manure and limestone. The shortage of manure and limestone may have had a negative impact on treatment effectiveness in the BCRs. | Data not provided | Data not provided
Final Danny T Adit Treatability Study Year 1 Technical Memorandum, Barker-Hughesville Mining District Superfund Site Cascade and Judith Basin Counties, Montana | BARKER HUGHESVILLE MINING DISTRICT | MT6122307485 | N/A | N/A | BCR4 | Data not provided | Biochemical reactor (BCR) with Mg(OH)2 pre-treatment (BCR4) | Passive | Biochemical reactor (BCR) | Pre-treatment | Danny T adit water | Y | BCR with pre-treatment | Batteries used to run metering pump, slurry mixer, and timer switch | Remote central Montana, southeast of Great Falls/no constraints noted | Pilot | June - September 2013 | Nickel | Ni, dissolved | µg/L | N | N/A |  |  |  | 28 | 29 | -3.5714 | [6 empty] | Data not provided | Data not provided | Data not provided | Data not provided | Data not provided | Data not provided | Data not provided | Data not provided |  | Influent | 2.85 | 2.41 | mg/L | 21.72 | °C | Data not provided | N/A | Data not provided | N/A | 382.6 | mV | 2404 | µS/cm | 27.1 | %DO | Data not provided | Data not provided | Data not provided | Data not provided | Data not provided | Data not provided | Data not provided | Data not provided | No standards exceeded due to low influent concentrations | Data not provided | Data not provided | Data not provided | Substrate: sawdust, wood chips, compost, dairy manure and limestone chips. BCR substrate composition was modified due to a shortage of available manure and limestone. The shortage of manure and limestone may have had a negative impact on treatment effectiveness in the BCRs. | The number of sampling dates was reduced, resulting in less info to determine long-term treatment effectiveness. | Total metals data set is limited to only two sampling events.
Final Danny T Adit Treatability Study Year 1 Technical Memorandum, Barker-Hughesville Mining District Superfund Site Cascade and Judith Basin Counties, Montana | BARKER HUGHESVILLE MINING DISTRICT | MT6122307485 | N/A | N/A | BCR4 | Data not provided | Biochemical reactor (BCR) with Mg(OH)2 pre-treatment (BCR4) | Passive | Biochemical reactor (BCR) | Pre-treatment | Danny T adit water | Y | BCR with pre-treatment | Batteries used to run metering pump, slurry mixer, and timer switch | Remote central Montana, southeast of Great Falls/no constraints noted | Pilot | June - September 2013 | Nickel | Ni, total | µg/L | N | N/A | [6 empty] | 32 | 39 | 17.9487 |  |  |  | Data not provided | Data not provided | Data not provided | Data not provided | Data not provided | Data not provided | Data not provided | Data not provided |  | Effluent | 6.25 | 0.02 | mg/L | 20.16 | °C | Data not provided | N/A | Data not provided | N/A | -144.8 | mV | 4001 | µS/cm | None | N/A | Data not provided | Data not provided | Data not provided | Data not provided | Data not provided | Data not provided | Data not provided | Data not provided | Data not provided | Data not provided | Data not provided | Data not provided | Substrate: sawdust, wood chips, compost, dairy manure and limestone chips. BCR substrate composition was modified due to a shortage of available manure and limestone. The shortage of manure and limestone may have had a negative impact on treatment effectiveness in the BCRs. | Data not provided | Data not provided
Final Danny T Adit Treatability Study Year 1 Technical Memorandum, Barker-Hughesville Mining District Superfund Site Cascade and Judith Basin Counties, Montana | BARKER HUGHESVILLE MINING DISTRICT | MT6122307485 | N/A | N/A | BCR4 | Data not provided | Biochemical reactor (BCR) with Mg(OH)2 pre-treatment (BCR4) | Passive | Biochemical reactor (BCR) | Pre-treatment | Danny T adit water | Y | BCR with pre-treatment | Batteries used to run metering pump, slurry mixer, and timer switch | Remote central Montana, southeast of Great Falls/no constraints noted | Pilot | June - September 2013 | Nickel | Ni, dissolved | µg/L | N | N/A | [6 empty] | 29 | 28–39 | (-)3.6 - 25.6 |  |  |  | Data not provided | Data not provided | Data not provided | Data not provided | Data not provided | Data not provided | Data not provided | Data not provided |  | Effluent | 6.25–6.36 | 0.02–2.47 | mg/L | 17.95–20.16 | °C | Data not provided | N/A | Data not provided | N/A | (-)144.8–(-)30.2 | mV | 1,101–4,001 | µS/cm | NA–45.8 | %DO | Data not provided | Data not provided | Data not provided | Data not provided | Data not provided | Data not provided | Data not provided | Data not provided | No standards exceeded due to low influent concentrations | Data not provided | Data not provided | Data not provided | Substrate: sawdust, wood chips, compost, dairy manure and limestone chips. BCR substrate composition was modified due to a shortage of available manure and limestone. The shortage of manure and limestone may have had a negative impact on treatment effectiveness in the BCRs. | The number of sampling dates was reduced, resulting in less info to determine long-term treatment effectiveness. | Total metals data set is limited to only two sampling events. | A range of values is shown to reflect more than one day with the same effluent.
Final Danny T Adit Treatability Study Year 1 Technical Memorandum, Barker-Hughesville Mining District Superfund Site Cascade and Judith Basin Counties, Montana | BARKER HUGHESVILLE MINING DISTRICT | MT6122307485 | N/A | N/A | BCR4 | Data not provided | Biochemical reactor (BCR) with Mg(OH)2 pre-treatment (BCR4) | Passive | Biochemical reactor (BCR) | Pre-treatment | Danny T adit water | Y | BCR with pre-treatment | Batteries used to run metering pump, slurry mixer, and timer switch | Remote central Montana, southeast of Great Falls/no constraints noted | Pilot | June - September 2013 | Nickel | Ni, total | µg/L | N | N/A | [9 empty] | 31 | 29 | -6.8966 | Data not provided | Data not provided | Data not provided | Data not provided | Data not provided | Data not provided | Data not provided | Data not provided |  | Effluent | 6.36 | 2.47 | mg/L | 17.95 | °C | Data not provided | N/A | Data not provided | N/A | -30.2 | mV | 1101 | µS/cm | 26.3 | %DO | Data not provided | Data not provided | Data not provided | Data not provided | Data not provided | Data not provided | Data not provided | Data not provided | Data not provided | Data not provided | Data not provided | Data not provided | Substrate: sawdust, wood chips, compost, dairy manure and limestone chips. BCR substrate composition was modified due to a shortage of available manure and limestone. The shortage of manure and limestone may have had a negative impact on treatment effectiveness in the BCRs. | Data not provided | Data not provided
Final Danny T Adit Treatability Study Year 1 Technical Memorandum, Barker-Hughesville Mining District Superfund Site Cascade and Judith Basin Counties, Montana | BARKER HUGHESVILLE MINING DISTRICT | MT6122307485 | N/A | N/A | BCR4 | Data not provided | Biochemical reactor (BCR) with Mg(OH)2 pre-treatment (BCR4) | Passive | Biochemical reactor (BCR) | Pre-treatment | Danny T adit water | Y | BCR with pre-treatment | Batteries used to run metering pump, slurry mixer, and timer switch | Remote central Montana, southeast of Great Falls/no constraints noted | Pilot | June - September 2013 | Nickel | Ni, dissolved | µg/L | N | N/A | [9 empty] | 5 U | 29–37 | 91.4 - 93.2 | Data not provided | Data not provided | Data not provided | Data not provided | Data not provided | Data not provided | Data not provided | Data not provided |  | Effluent | 6.41–7.02 | 0.21–1.65 | mg/L | 19.96–20.33 | °C | Data not provided | N/A | Data not provided | N/A | (-)171.3–(-)169.1 | mV | 2,018–2,437 | µS/cm | NA–18.5 | %DO | Data not provided | Data not provided | Data not provided | Data not provided | Data not provided | Data not provided | Data not provided | Data not provided | No standards exceeded due to low influent concentrations | Data not provided | Data not provided | Data not provided | Substrate: sawdust, wood chips, compost, dairy manure and limestone chips. BCR substrate composition was modified due to a shortage of available manure and limestone. The shortage of manure and limestone may have had a negative impact on treatment effectiveness in the BCRs. | The number of sampling dates was reduced, resulting in less info to determine long-term treatment effectiveness. | Total metals data set is limited to only two sampling events. | U = under the detection limit. A range of values is shown to reflect more than one day with effluent below the detection limit.
Final Danny T Adit Treatability Study Year 1 Technical Memorandum, Barker-Hughesville Mining District Superfund Site Cascade and Judith Basin Counties, Montana | BARKER HUGHESVILLE MINING DISTRICT | MT6122307485 | N/A | N/A | CHIT | Data not provided | Chitorem pre-treatment (CHIT) | Passive | Chitorem® | Pre-treatment | Danny T adit water | Y | Pre-treatment | Batteries used to run metering pump, slurry mixer, and timer switch | Remote central Montana, southeast of Great Falls/no constraints noted | Pilot | June - September 2013 | Nickel | Ni, total | µg/L | N | N/A | 39 | 1110 | -2746.1538 | [9 empty] | Data not provided | Data not provided | Data not provided | Data not provided | Data not provided | Data not provided | Data not provided | Data not provided |  | Influent | 2.81 | 6.48 | mg/L | 25 | °C | Data not provided | N/A | Data not provided | N/A | 490.9 | mV | 2267 | µS/cm | None | N/A | Data not provided | Data not provided | Data not provided | Data not provided | Data not provided | Data not provided | Data not provided | Data not provided | Data not provided | Data not provided | The Chitorem/BCR3 treatment provided the best overall treatment performance for both metal removal and sustaining sulfate reducing conditions. | Data not provided | Chitorem is a proprietary material that contains calcium carbonate, protein, and chitin (crab shell). Also contains its own bacteria - material breaks down and produces carbonates (adds alkalinity). | The Chitorem substrate composition was modified by adding pea gravel to increase permeability. | Data not provided
Final Danny T Adit Treatability Study Year 1 Technical Memorandum, Barker-Hughesville Mining District Superfund Site Cascade and Judith Basin Counties, Montana | BARKER HUGHESVILLE MINING DISTRICT | MT6122307485 | N/A | N/A | CHIT | Data not provided | Chitorem pre-treatment (CHIT) | Passive | Chitorem® | Pre-treatment | Danny T adit water | Y | Pre-treatment | Batteries used to run metering pump, slurry mixer, and timer switch | Remote central Montana, southeast of Great Falls/no constraints noted | Pilot | June - September 2013 | Nickel | Ni, dissolved | µg/L | N | N/A | 39 | 1060 | -2617.9487 | [9 empty] | Data not provided | Data not provided | Data not provided | Data not provided | Data not provided | Data not provided | Data not provided | Data not provided |  | Influent | 2.81 | 6.48 | mg/L | 25 | °C | Data not provided | N/A | Data not provided | N/A | 490.9 | mV | 2267 | µS/cm | None | N/A | Data not provided | Data not provided | Data not provided | Data not provided | Data not provided | Data not provided | Data not provided | Data not provided | Data not provided | Data not provided | The Chitorem/BCR3 treatment provided the best overall treatment performance for both metal removal and sustaining sulfate reducing conditions. | Data not provided | Chitorem is a proprietary material that contains calcium carbonate, protein, and chitin (crab shell). Also contains its own bacteria - material breaks down and produces carbonates (adds alkalinity). | The Chitorem substrate composition was modified by adding pea gravel to increase permeability. The number of sampling dates was reduced, resulting in less info to determine long-term treatment effectiveness. | Total metals data set is limited to only two sampling events.
Final Danny T Adit Treatability Study Year 1 Technical Memorandum, Barker-Hughesville Mining District Superfund Site Cascade and Judith Basin Counties, Montana | BARKER HUGHESVILLE MINING DISTRICT | MT6122307485 | N/A | N/A | CHIT | Data not provided | Chitorem pre-treatment (CHIT) | Passive | Chitorem® | Pre-treatment | Danny T adit water | Y | Pre-treatment | Batteries used to run metering pump, slurry mixer, and timer switch | Remote central Montana, southeast of Great Falls/no constraints noted | Pilot | June - September 2013 | Nickel | Ni, total | µg/L | N | N/A |  |  |  | 29 | 8 | 72.4138 | [6 empty] | Data not provided | Data not provided | Data not provided | Data not provided | Data not provided | Data not provided | Data not provided | Data not provided |  | Influent | 2.85 | 2.41 | mg/L | 21.72 | °C | Data not provided | N/A | Data not provided | N/A | 382.6 | mV | 2404 | µS/cm | 27.1 | %DO | Data not provided | Data not provided | Data not provided | Data not provided | Data not provided | Data not provided | Data not provided | Data not provided | Data not provided | Data not provided | The Chitorem/BCR3 treatment provided the best overall treatment performance for both metal removal and sustaining sulfate reducing conditions. | Data not provided | Chitorem is a proprietary material that contains calcium carbonate, protein, and chitin (crab shell). Also contains its own bacteria - material breaks down and produces carbonates (adds alkalinity). | The Chitorem substrate composition was modified by adding pea gravel to increase permeability. | Data not provided
Final Danny T Adit Treatability Study Year 1 Technical Memorandum, Barker-Hughesville Mining District Superfund Site Cascade and Judith Basin Counties, Montana | BARKER HUGHESVILLE MINING DISTRICT | MT6122307485 | N/A | N/A | CHIT | Data not provided | Chitorem pre-treatment (CHIT) | Passive | Chitorem® | Pre-treatment | Danny T adit water | Y | Pre-treatment | Batteries used to run metering pump, slurry mixer, and timer switch | Remote central Montana, southeast of Great Falls/no constraints noted | Pilot | June - September 2013 | Nickel | Ni, dissolved | µg/L | N | N/A |  |  |  | 28 | 5 | 82.1429 | [6 empty] | Data not provided | Data not provided | Data not provided | Data not provided | Data not provided | Data not provided | Data not provided | Data not provided |  | Influent | 2.85 | 2.41 | mg/L | 21.72 | °C | Data not provided | N/A | Data not provided | N/A | 382.6 | mV | 2404 | µS/cm | 27.1 | %DO | Data not provided | Data not provided | Data not provided | Data not provided | Data not provided | Data not provided | Data not provided | Data not provided | Data not provided | Data not provided | The Chitorem/BCR3 treatment provided the best overall treatment performance for both metal removal and sustaining sulfate reducing conditions. | Data not provided | Chitorem is a proprietary material that contains calcium carbonate, protein, and chitin (crab shell). Also contains its own bacteria - material breaks down and produces carbonates (adds alkalinity). | The Chitorem substrate composition was modified by adding pea gravel to increase permeability. The number of sampling dates was reduced, resulting in less info to determine long-term treatment effectiveness. | Total metals data set is limited to only two sampling events.
Final Danny T Adit Treatability Study Year 1 Technical Memorandum, Barker-Hughesville Mining District Superfund Site Cascade and Judith Basin Counties, Montana | BARKER HUGHESVILLE MINING DISTRICT | MT6122307485 | N/A | N/A | CHIT | Data not provided | Chitorem pre-treatment (CHIT) | Passive | Chitorem® | Pre-treatment | Danny T adit water | Y | Pre-treatment | Batteries used to run metering pump, slurry mixer, and timer switch | Remote central Montana, southeast of Great Falls/no constraints noted | Pilot | June - September 2013 | Nickel | Ni, total | µg/L | N | N/A | [6 empty] | 1110 | 39 | -2746.1538 |  |  |  | Data not provided | Data not provided | Data not provided | Data not provided | Data not provided | Data not provided | Data not provided | Data not provided |  | Effluent | 6.65 | 0.05 | mg/L | 21.52 | °C | Data not provided | N/A | Data not provided | N/A | -206.8 | mV | 60571 | µS/cm | None | N/A | Data not provided | Data not provided | Data not provided | Data not provided | Data not provided | Data not provided | Data not provided | Data not provided | Data not provided | Data not provided | The Chitorem/BCR3 treatment provided the best overall treatment performance for both metal removal and sustaining sulfate reducing conditions. | Data not provided | Chitorem is a proprietary material that contains calcium carbonate, protein, and chitin (crab shell). Also contains its own bacteria - material breaks down and produces carbonates (adds alkalinity). | The Chitorem substrate composition was modified by adding pea gravel to increase permeability. | Data not provided
Final Danny T Adit Treatability Study Year 1 Technical Memorandum, Barker-Hughesville Mining District Superfund Site Cascade and Judith Basin Counties, Montana | BARKER HUGHESVILLE MINING DISTRICT | MT6122307485 | N/A | N/A | CHIT | Data not provided | Chitorem pre-treatment (CHIT) | Passive | Chitorem® | Pre-treatment | Danny T adit water | Y | Pre-treatment | Batteries used to run metering pump, slurry mixer, and timer switch | Remote central Montana, southeast of Great Falls/no constraints noted | Pilot | June - September 2013 | Nickel | Ni, dissolved | µg/L | N | N/A | [6 empty] | 1060 | 39 | -2617.9487 |  |  |  | Data not provided | Data not provided | Data not provided | Data not provided | Data not provided | Data not provided | Data not provided | Data not provided |  | Effluent | 6.65 | 0.05 | mg/L | 21.52 | °C | Data not provided | N/A | Data not provided | N/A | -206.8 | mV | 60571 | µS/cm | None | N/A | Data not provided | Data not provided | Data not provided | Data not provided | Data not provided | Data not provided | Data not provided | Data not provided | Data not provided | Data not provided | The Chitorem/BCR3 treatment provided the best overall treatment performance for both metal removal and sustaining sulfate reducing conditions. | Data not provided | Chitorem is a proprietary material that contains calcium carbonate, protein, and chitin (crab shell). Also contains its own bacteria - material breaks down and produces carbonates (adds alkalinity). | The Chitorem substrate composition was modified by adding pea gravel to increase permeability. The number of sampling dates was reduced, resulting in less info to determine long-term treatment effectiveness. | Total metals data set is limited to only two sampling events.
Final Danny T Adit Treatability Study Year 1 Technical Memorandum, Barker-Hughesville Mining District Superfund Site Cascade and Judith Basin Counties, Montana | BARKER HUGHESVILLE MINING DISTRICT | MT6122307485 | N/A | N/A | CHIT | Data not provided | Chitorem pre-treatment (CHIT) | Passive | Chitorem® | Pre-treatment | Danny T adit water | Y | Pre-treatment | Batteries used to run metering pump, slurry mixer, and timer switch | Remote central Montana, southeast of Great Falls/no constraints noted | Pilot | June - September 2013 | Nickel | Ni, total | µg/L | N | N/A | [9 empty] | 8 | 29 | 72.4138 | Data not provided | Data not provided | Data not provided | Data not provided | Data not provided | Data not provided | Data not provided | Data not provided |  | Effluent | 6.07 | 3.08 | mg/L | 16.95 | °C | Data not provided | N/A | Data not provided | N/A | -184.7 | mV | 2941 | µS/cm | 31.9 | %DO | Data not provided | Data not provided | Data not provided | Data not provided | Data not provided | Data not provided | Data not provided | Data not provided | Data not provided | Data not provided | The Chitorem/BCR3 treatment provided the best overall treatment performance for both metal removal and sustaining sulfate reducing conditions. | Data not provided | Chitorem is a proprietary material that contains calcium carbonate, protein, and chitin (crab shell). Also contains its own bacteria - material breaks down and produces carbonates (adds alkalinity). | The Chitorem substrate composition was modified by adding pea gravel to increase permeability. | Data not provided
Final Danny T Adit Treatability Study Year 1 Technical Memorandum, Barker-Hughesville Mining District Superfund Site Cascade and Judith Basin Counties, Montana | BARKER HUGHESVILLE MINING DISTRICT | MT6122307485 | N/A | N/A | CHIT | Data not provided | Chitorem pre-treatment (CHIT) | Passive | Chitorem® | Pre-treatment | Danny T adit water | Y | Pre-treatment | Batteries used to run metering pump, slurry mixer, and timer switch | Remote central Montana, southeast of Great Falls/no constraints noted | Pilot | June - September 2013 | Nickel | Ni, dissolved | µg/L | N | N/A | [9 empty] | 5 | 28 | 82.1429 | Data not provided | Data not provided | Data not provided | Data not provided | Data not provided | Data not provided | Data not provided | Data not provided |  | Effluent | 6.07 | 3.08 | mg/L | 16.95 | °C | Data not provided | N/A | Data not provided | N/A | -184.7 | mV | 2941 | µS/cm | 31.9 | %DO | Data not provided | Data not provided | Data not provided | Data not provided | Data not provided | Data not provided | Data not provided | Data not provided | Data not provided | Data not provided | The Chitorem/BCR3 treatment provided the best overall treatment performance for both metal removal and sustaining sulfate reducing conditions. | Data not provided | Chitorem is a proprietary material that contains calcium carbonate, protein, and chitin (crab shell). Also contains its own bacteria - material breaks down and produces carbonates (adds alkalinity). | The Chitorem substrate composition was modified by adding pea gravel to increase permeability. The number of sampling dates was reduced, resulting in less info to determine long-term treatment effectiveness. | Total metals data set is limited to only two sampling events.
Final Danny T Adit Treatability Study Year 1 Technical Memorandum, Barker-Hughesville Mining District Superfund Site Cascade and Judith Basin Counties, Montana | BARKER HUGHESVILLE MINING DISTRICT | MT6122307485 | N/A | N/A | MGOH | Data not provided | Alkaline Addition pre-treatment - Mg(OH)2 | Passive | Magnesium hydroxide Mg(OH)2 | Pre-treatment | Danny T adit water | Y | Pre-treatment | Batteries used to run metering pump, slurry mixer, and timer switch | Remote central Montana, southeast of Great Falls/no constraints noted | Pilot | June - September 2013 | Nickel | Ni, total | µg/L | N | N/A | 39 | 31 | 20.5128 | [9 empty] | Data not provided | Data not provided | Data not provided | Data not provided | Data not provided | Data not provided | Data not provided | Data not provided |  | Influent | 2.81 | 6.48 | mg/L | 25 | °C | Data not provided | N/A | Data not provided | N/A | 490.9 | mV | 2267 | µS/cm | None | N/A | Data not provided | Data not provided | Data not provided | Data not provided | Data not provided | Data not provided | Data not provided | Data not provided | Data not provided | Data not provided | Data not provided | Data not provided | Alkaline addition using a magnesium hydroxide (Mg(OH)2) solution. | Data not provided | Data not provided
Final Danny T Adit Treatability Study Year 1 Technical Memorandum, Barker-Hughesville Mining District Superfund Site Cascade and Judith Basin Counties, Montana | BARKER HUGHESVILLE MINING DISTRICT | MT6122307485 | N/A | N/A | MGOH | Data not provided | Alkaline Addition pre-treatment - Mg(OH)2 | Passive | Magnesium hydroxide Mg(OH)2 | Pre-treatment | Danny T adit water | Y | Pre-treatment | Batteries used to run metering pump, slurry mixer, and timer switch | Remote central Montana, southeast of Great Falls/no constraints noted | Pilot | June - September 2013 | Nickel | Ni, dissolved | µg/L | N | N/A | 39 | 30 | 23.0769 | [9 empty] | Data not provided | Data not provided | Data not provided | Data not provided | Data not provided | Data not provided | Data not provided | Data not provided |  | Influent | 2.81 | 6.48 | mg/L | 25 | °C | Data not provided | N/A | Data not provided | N/A | 490.9 | mV | 2267 | µS/cm | None | N/A | Data not provided | Data not provided | Data not provided | Data not provided | Data not provided | Data not provided | Data not provided | Data not provided | No standards exceeded due to low influent concentrations | Data not provided | Data not provided | Data not provided | Alkaline addition using a magnesium hydroxide (Mg(OH)2) solution. | The number of sampling dates was reduced, resulting in less info to determine long-term treatment effectiveness. | Total metals data set is limited to only two sampling events.
Final Danny T Adit Treatability Study Year 1 Technical Memorandum, Barker-Hughesville Mining District Superfund Site Cascade and Judith Basin Counties, Montana | BARKER HUGHESVILLE MINING DISTRICT | MT6122307485 | N/A | N/A | MGOH | Data not provided | Alkaline Addition pre-treatment - Mg(OH)2 | Passive | Magnesium hydroxide Mg(OH)2 | Pre-treatment | Danny T adit water | Y | Pre-treatment | Batteries used to run metering pump, slurry mixer, and timer switch | Remote central Montana, southeast of Great Falls/no constraints noted | Pilot | June - September 2013 | Nickel | Ni, total | µg/L | N | N/A |  |  |  | 29 | 27 | 6.8966 | [6 empty] | Data not provided | Data not provided | Data not provided | Data not provided | Data not provided | Data not provided | Data not provided | Data not provided |  | Influent | 2.85 | 2.41 | mg/L | 21.72 | °C | Data not provided | N/A | Data not provided | N/A | 382.6 | mV | 2404 | µS/cm | 27.1 | %DO | Data not provided | Data not provided | Data not provided | Data not provided | Data not provided | Data not provided | Data not provided | Data not provided | Data not provided | Data not provided | Data not provided | Data not provided | Alkaline addition using a magnesium hydroxide (Mg(OH)2) solution. | Data not provided | Data not provided
Final Danny T Adit Treatability Study Year 1 Technical Memorandum, Barker-Hughesville Mining District Superfund Site Cascade and Judith Basin Counties, Montana | BARKER HUGHESVILLE MINING DISTRICT | MT6122307485 | N/A | N/A | MGOH | Data not provided | Alkaline Addition pre-treatment - Mg(OH)2 | Passive | Magnesium hydroxide Mg(OH)2 | Pre-treatment | Danny T adit water | Y | Pre-treatment | Batteries used to run metering pump, slurry mixer, and timer switch | Remote central Montana, southeast of Great Falls/no constraints noted | Pilot | June - September 2013 | Nickel | Ni, dissolved | µg/L | N | N/A |  |  |  | 28 | 28 | 0 | [6 empty] | Data not provided | Data not provided | Data not provided | Data not provided | Data not provided | Data not provided | Data not provided | Data not provided |  | Influent | 2.85 | 2.41 | mg/L | 21.72 | °C | Data not provided | N/A | Data not provided | N/A | 382.6 | mV | 2404 | µS/cm | 27.1 | %DO | Data not provided | Data not provided | Data not provided | Data not provided | Data not provided | Data not provided | Data not provided | Data not provided | No standards exceeded due to low influent concentrations | Data not provided | Data not provided | Data not provided | Alkaline addition using a magnesium hydroxide (Mg(OH)2) solution. | The number of sampling dates was reduced, resulting in less info to determine long-term treatment effectiveness. | Total metals data set is limited to only two sampling events.
Final Danny T Adit Treatability Study Year 1 Technical Memorandum, Barker-Hughesville Mining District Superfund Site Cascade and Judith Basin Counties, Montana | BARKER HUGHESVILLE MINING DISTRICT | MT6122307485 | N/A | N/A | MGOH | Data not provided | Alkaline Addition pre-treatment - Mg(OH)2 | Passive | Magnesium hydroxide Mg(OH)2 | Pre-treatment | Danny T adit water | Y | Pre-treatment | Batteries used to run metering pump, slurry mixer, and timer switch | Remote central Montana, southeast of Great Falls/no constraints noted | Pilot | June - September 2013 | Nickel | Ni, total | µg/L | N | N/A | [6 empty] | 31 | 39 | 20.5128 |  |  |  | Data not provided | Data not provided | Data not provided | Data not provided | Data not provided | Data not provided | Data not provided | Data not provided |  | Effluent | 5.94 | 3.95 | mg/L | 19.28 | °C | Data not provided | N/A | Data not provided | N/A | -15.6 | mV | 1995 | µS/cm | None | N/A | Data not provided | Data not provided | Data not provided | Data not provided | Data not provided | Data not provided | Data not provided | Data not provided | Data not provided | Data not provided | Data not provided | Data not provided | Alkaline addition using a magnesium hydroxide (Mg(OH)2) solution. | Data not provided | Data not provided
Final Danny T Adit Treatability Study Year 1 Technical Memorandum, Barker-Hughesville Mining District Superfund Site Cascade and Judith Basin Counties, Montana | BARKER HUGHESVILLE MINING DISTRICT | MT6122307485 | N/A | N/A | MGOH | Data not provided | Alkaline Addition pre-treatment - Mg(OH)2 | Passive | Magnesium hydroxide Mg(OH)2 | Pre-treatment | Danny T adit water | Y | Pre-treatment | Batteries used to run metering pump, slurry mixer, and timer switch | Remote central Montana, southeast of Great Falls/no constraints noted | Pilot | June - September 2013 | Nickel | Ni, dissolved | µg/L | N | N/A | [6 empty] | 36 | 37 | 2.7027 |  |  |  | Data not provided | Data not provided | Data not provided | Data not provided | Data not provided | Data not provided | Data not provided | Data not provided |  | Effluent | 4.63 | 2.48 | mg/L | 14.54 | °C | Data not provided | N/A | Data not provided | N/A | 306.5 | mV | 2186 | µS/cm | None | N/A | Data not provided | Data not provided | Data not provided | Data not provided | Data not provided | Data not provided | Data not provided | Data not provided | No standards exceeded due to low influent concentrations | Data not provided | Data not provided | Data not provided | Alkaline addition using a magnesium hydroxide (Mg(OH)2) solution. | The number of sampling dates was reduced, resulting in less info to determine long-term treatment effectiveness. | Total metals data set is limited to only two sampling events.
Final Danny T Adit Treatability Study Year 1 Technical Memorandum, Barker-Hughesville Mining District Superfund Site Cascade and Judith Basin Counties, Montana | BARKER HUGHESVILLE MINING DISTRICT | MT6122307485 | N/A | N/A | MGOH | Data not provided | Alkaline Addition pre-treatment - Mg(OH)2 | Passive | Magnesium hydroxide Mg(OH)2 | Pre-treatment | Danny T adit water | Y | Pre-treatment | Batteries used to run metering pump, slurry mixer, and timer switch | Remote central Montana, southeast of Great Falls/no constraints noted | Pilot | June - September 2013 | Nickel | Ni, total | µg/L | N | N/A | [9 empty] | 27 | 29 | 6.8966 | Data not provided | Data not provided | Data not provided | Data not provided | Data not provided | Data not provided | Data not provided | Data not provided |  | Effluent | 5.54 | 3.17 | mg/L | 17.66 | °C | Data not provided | N/A | Data not provided | N/A | 114.1 | mV | 2058 | µS/cm | 33.9 | %DO | Data not provided | Data not provided | Data not provided | Data not provided | Data not provided | Data not provided | Data not provided | Data not provided | Data not provided | Data not provided | Data not provided | Data not provided | Alkaline addition using a magnesium hydroxide (Mg(OH)2) solution. | Data not provided | Data not provided
Final Danny T Adit Treatability Study Year 1 Technical Memorandum, Barker-Hughesville Mining District Superfund Site Cascade and Judith Basin Counties, Montana | BARKER HUGHESVILLE MINING DISTRICT | MT6122307485 | N/A | N/A | MGOH | Data not provided | Alkaline Addition pre-treatment - Mg(OH)2 | Passive | Magnesium hydroxide Mg(OH)2 | Pre-treatment | Danny T adit water | Y | Pre-treatment | Batteries used to run metering pump, slurry mixer, and timer switch | Remote central Montana, southeast of Great Falls/no constraints noted | Pilot | June - September 2013 | Nickel | Ni, dissolved | µg/L | N | N/A | [9 empty] | 26 | 30 | 13.3333 | Data not provided | Data not provided | Data not provided | Data not provided | Data not provided | Data not provided | Data not provided | Data not provided |  | Effluent | 3.69 | 7.22 | mg/L | 16.5 | °C | Data not provided | N/A | Data not provided | N/A | 103.5 | mV | 3022 | µS/cm | 74 | %DO | Data not provided | Data not provided | Data not provided | Data not provided | Data not provided | Data not provided | Data not provided | Data not provided | No standards exceeded due to low influent concentrations | Data not provided | Data not provided | Data not provided | Alkaline addition using a magnesium hydroxide (Mg(OH)2) solution. | The number of sampling dates was reduced, resulting in less info to determine long-term treatment effectiveness. | Total metals data set is limited to only two sampling events.
Final Danny T Adit Treatability Study Year 1 Technical Memorandum, Barker-Hughesville Mining District Superfund Site Cascade and Judith Basin Counties, Montana | BARKER HUGHESVILLE MINING DISTRICT | MT6122307485 | N/A | N/A | SAPS | Data not provided | Successive alkalinity producing system (SAPS) pre-treatment | Passive | Successive alkalinity producing system (SAPS) | Pre-treatment | Danny T adit water | Y | Pre-treatment | Batteries used to run metering pump, slurry mixer, and timer switch | Remote central Montana, southeast of Great Falls/no constraints noted | Pilot | June - September 2013 | Nickel | Ni, total | µg/L | N | N/A | 39 | 10 | 74.359 | [9 empty] | Data not provided | Data not provided | Data not provided | Data not provided | Data not provided | Data not provided | Data not provided | Data not provided |  | Influent | 2.81 | 6.48 | mg/L | 25 | °C | Data not provided | N/A | Data not provided | N/A | 490.9 | mV | 2267 | µS/cm | None | N/A | Data not provided | Data not provided | Data not provided | Data not provided | Data not provided | Data not provided | Data not provided | Data not provided | Data not provided | Data not provided | Data not provided | Data not provided | Pre-treatment substrate of limestone gravel overlain by a manure and compost layer. | Data not provided | Data not provided
Final Danny T Adit Treatability Study Year 1 Technical Memorandum, Barker-Hughesville Mining District Superfund Site Cascade and Judith Basin Counties, Montana | BARKER HUGHESVILLE MINING DISTRICT | MT6122307485 | N/A | N/A | SAPS | Data not provided | Successive alkalinity producing system (SAPS) pre-treatment | Passive | Successive alkalinity producing system (SAPS) | Pre-treatment | Danny T adit water | Y | Pre-treatment | Batteries used to run metering pump, slurry mixer, and timer switch | Remote central Montana, southeast of Great Falls/no constraints noted | Pilot | June - September 2013 | Nickel | Ni, dissolved | µg/L | N | N/A | 39 | 5 | 87.1795 | [9 empty] | Data not provided | Data not provided | Data not provided | Data not provided | Data not provided | Data not provided | Data not provided | Data not provided |  | Influent | 2.81 | 6.48 | mg/L | 25 | °C | Data not provided | N/A | Data not provided | N/A | 490.9 | mV | 2267 | µS/cm | None | N/A | Data not provided | Data not provided | Data not provided | Data not provided | Data not provided | Data not provided | Data not provided | Data not provided | Data not provided | Data not provided | Data not provided | Data not provided | Pre-treatment substrate of limestone gravel overlain by a manure and compost layer. | The number of sampling dates was reduced, resulting in less info to determine long-term treatment effectiveness. | Total metals data set is limited to only two sampling events.
Final Danny T Adit Treatability Study Year 1 Technical Memorandum, Barker-Hughesville Mining District Superfund Site Cascade and Judith Basin Counties, Montana | BARKER HUGHESVILLE MINING DISTRICT | MT6122307485 | N/A | N/A | SAPS | Data not provided | Successive alkalinity producing system (SAPS) pre-treatment | Passive | Successive alkalinity producing system (SAPS) | Pre-treatment | Danny T adit water | Y | Pre-treatment | Batteries used to run metering pump, slurry mixer, and timer switch | Remote central Montana, southeast of Great Falls/no constraints noted | Pilot | June - September 2013 | Nickel | Ni, total | µg/L | N | N/A |  |  |  | 29 | 30 | -3.4483 | [6 empty] | Data not provided | Data not provided | Data not provided | Data not provided | Data not provided | Data not provided | Data not provided | Data not provided |  | Influent | 2.85 | 2.41 | mg/L | 21.72 | °C | Data not provided | N/A | Data not provided | N/A | 382.6 | mV | 2404 | µS/cm | 27.1 | %DO | Data not provided | Data not provided | Data not provided | Data not provided | Data not provided | Data not provided | Data not provided | Data not provided | Data not provided | Data not provided | Data not provided | Data not provided | Pre-treatment substrate of limestone gravel overlain by a manure and compost layer. | Data not provided | Data not provided
Final Danny T Adit Treatability Study Year 1 Technical Memorandum, Barker-Hughesville Mining District Superfund Site Cascade and Judith Basin Counties, Montana | BARKER HUGHESVILLE MINING DISTRICT | MT6122307485 | N/A | N/A | SAPS | Data not provided | Successive alkalinity producing system (SAPS) pre-treatment | Passive | Successive alkalinity producing system (SAPS) | Pre-treatment | Danny T adit water | Y | Pre-treatment | Batteries used to run metering pump, slurry mixer, and timer switch | Remote central Montana, southeast of Great Falls/no constraints noted | Pilot | June - September 2013 | Nickel | Ni, dissolved | µg/L | N | N/A |  |  |  | 28 | 29 | -3.5714 | [6 empty] | Data not provided | Data not provided | Data not provided | Data not provided | Data not provided | Data not provided | Data not provided | Data not provided |  | Influent | 2.85 | 2.41 | mg/L | 21.72 | °C | Data not provided | N/A | Data not provided | N/A | 382.6 | mV | 2404 | µS/cm | 27.1 | %DO | Data not provided | Data not provided | Data not provided | Data not provided | Data not provided | Data not provided | Data not provided | Data not provided | Data not provided | Data not provided | Data not provided | Data not provided | Pre-treatment substrate of limestone gravel overlain by a manure and compost layer. | The number of sampling dates was reduced, resulting in less info to determine long-term treatment effectiveness. | Total metals data set is limited to only two sampling events.
Final Danny T Adit Treatability Study Year 1 Technical Memorandum, Barker-Hughesville Mining District Superfund Site Cascade and Judith Basin Counties, Montana | BARKER HUGHESVILLE MINING DISTRICT | MT6122307485 | N/A | N/A | SAPS | Data not provided | Successive alkalinity producing system (SAPS) pre-treatment | Passive | Successive alkalinity producing system (SAPS) | Pre-treatment | Danny T adit water | Y | Pre-treatment | Batteries used to run metering pump, slurry mixer, and timer switch | Remote central Montana, southeast of Great Falls/no constraints noted | Pilot | June - September 2013 | Nickel | Ni, total | µg/L | N | N/A | [6 empty] | 30 | 29 | -3.4483 |  |  |  | Data not provided | Data not provided | Data not provided | Data not provided | Data not provided | Data not provided | Data not provided | Data not provided |  | Effluent | 5.22 | 1.58 | mg/L | 17.74 | °C | Data not provided | N/A | Data not provided | N/A | 132.8 | mV | 2091 | µS/cm | 15.8 | %DO | Data not provided | Data not provided | Data not provided | Data not provided | Data not provided | Data not provided | Data not provided | Data not provided | Data not provided | Data not provided | Data not provided | Data not provided | Pre-treatment substrate of limestone gravel overlain by a manure and compost layer. | Data not provided | Data not provided
Final Danny T Adit Treatability Study Year 1 Technical Memorandum, Barker-Hughesville Mining District Superfund Site Cascade and Judith Basin Counties, Montana | BARKER HUGHESVILLE MINING DISTRICT | MT6122307485 | N/A | N/A | SAPS | Data not provided | Successive alkalinity producing system (SAPS) pre-treatment | Passive | Successive alkalinity producing system (SAPS) | Pre-treatment | Danny T adit water | Y | Pre-treatment | Batteries used to run metering pump, slurry mixer, and timer switch | Remote central Montana, southeast of Great Falls/no constraints noted | Pilot | June - September 2013 | Nickel | Ni, dissolved | µg/L | N | N/A | [6 empty] | 42 | 34 | -23.5294 |  |  |  | Data not provided | Data not provided | Data not provided | Data not provided | Data not provided | Data not provided | Data not provided | Data not provided |  | Effluent | 5.11 | 2.36 | mg/L | 13.38 | °C | Data not provided | N/A | Data not provided | N/A | 178.3 | mV | 2347 | µS/cm | 22.9 | %DO | Data not provided | Data not provided | Data not provided | Data not provided | Data not provided | Data not provided | Data not provided | Data not provided | Data not provided | Data not provided | Data not provided | Data not provided | Pre-treatment substrate of limestone gravel overlain by a manure and compost layer. | The number of sampling dates was reduced, resulting in less info to determine long-term treatment effectiveness. | Total metals data set is limited to only two sampling events.
Final Danny T Adit Treatability Study Year 1 Technical Memorandum, Barker-Hughesville Mining District Superfund Site Cascade and Judith Basin Counties, Montana | BARKER HUGHESVILLE MINING DISTRICT | MT6122307485 | N/A | N/A | SAPS | Data not provided | Successive alkalinity producing system (SAPS) pre-treatment | Passive | Successive alkalinity producing system (SAPS) | Pre-treatment | Danny T adit water | Y | Pre-treatment | Batteries used to run metering pump, slurry mixer, and timer switch | Remote central Montana, southeast of Great Falls/no constraints noted | Pilot | June - September 2013 | Nickel | Ni, total | µg/L | N | N/A | [9 empty] | 10 | 39 | 74.359 | Data not provided | Data not provided | Data not provided | Data not provided | Data not provided | Data not provided | Data not provided | Data not provided |  | Effluent | 6.38 | 0.09 | mg/L | 21.97 | °C | Data not provided | N/A | Data not provided | N/A | -157.6 | mV | 2434 | µS/cm | None | N/A | Data not provided | Data not provided | Data not provided | Data not provided | Data not provided | Data not provided | Data not provided | Data not provided | Data not provided | Data not provided | Data not provided | Data not provided | Pre-treatment substrate of limestone gravel overlain by a manure and compost layer. | Data not provided | Data not provided
Final Danny T Adit Treatability Study Year 1 Technical Memorandum, Barker-Hughesville Mining District Superfund Site Cascade and Judith Basin Counties, Montana | BARKER HUGHESVILLE MINING DISTRICT | MT6122307485 | N/A | N/A | SAPS | Data not provided | Successive alkalinity producing system (SAPS) pre-treatment | Passive | Successive alkalinity producing system (SAPS) | Pre-treatment | Danny T adit water | Y | Pre-treatment | Batteries used to run metering pump, slurry mixer, and timer switch | Remote central Montana, southeast of Great Falls/no constraints noted | Pilot | June - September 2013 | Nickel | Ni, dissolved | µg/L | N | N/A | [9 empty] | 5 | 39 | 87.1795 | Data not provided | Data not provided | Data not provided | Data not provided | Data not provided | Data not provided | Data not provided | Data not provided |  | Effluent | 6.38 | 0.09 | mg/L | 21.97 | °C | Data not provided | N/A | Data not provided | N/A | -157.6 | mV | 2434 | µS/cm | None | N/A | Data not provided | Data not provided | Data not provided | Data not provided | Data not provided | Data not provided | Data not provided | Data not provided | Data not provided | Data not provided | Data not provided | Data not provided | Pre-treatment substrate of limestone gravel overlain by a manure and compost layer. | The number of sampling dates was reduced, resulting in less info to determine long-term treatment effectiveness. | Total metals data set is limited to only two sampling events.
Final Danny T Adit Treatability Study Year 1 Technical Memorandum, Barker-Hughesville Mining District Superfund Site Cascade and Judith Basin Counties, Montana | BARKER HUGHESVILLE MINING DISTRICT | MT6122307485 | N/A | N/A | BCR1 | Data not provided | Biochemical reactor (BCR) without pre-treatment (BCR1) | Passive | Biochemical reactor (BCR) | No pre-treatment | Danny T adit water | N | BCR without pre-treatment | Batteries used to run metering pump, slurry mixer, and timer switch | Remote central Montana, southeast of Great Falls/no constraints noted | Pilot | June - September 2013 | Phosphorus | P | mg/L, Orthophosphate as P | N | N/A | 0.478 | 0.083 | 82.636 | [9 empty] | Data not provided | Data not provided | Data not provided | Data not provided | Data not provided | Data not provided | Data not provided | Data not provided |  | Influent | 2.94 |  |  | 16.34 | °C | Data not provided | N/A | Data not provided | N/A | 477.4 | mV | 2610 | µS/cm | 42.4 | %DO | Data not provided | Data not provided | Data not provided | Data not provided | Data not provided | Data not provided | Data not provided | Data not provided | Data not provided | Data not provided | Results support the need for pretreatment of high acidity MIW ahead of the BCR. | Data not provided | Substrate: sawdust, wood chips, compost, dairy manure and limestone chips. BCR substrate composition was modified due to a shortage of available manure and limestone. The shortage of manure and limestone may have had a negative impact on treatment effectiveness in the BCRs. | Data not provided | Data not provided
Final Danny T Adit Treatability Study Year 1 Technical Memorandum, Barker-Hughesville Mining District Superfund Site Cascade and Judith Basin Counties, Montana | BARKER HUGHESVILLE MINING DISTRICT | MT6122307485 | N/A | N/A | BCR1 | Data not provided | Biochemical reactor (BCR) without pre-treatment (BCR1) | Passive | Biochemical reactor (BCR) | No pre-treatment | Danny T adit water | N | BCR without pre-treatment | Batteries used to run metering pump, slurry mixer, and timer switch | Remote central Montana, southeast of Great Falls/no constraints noted | Pilot | June - September 2013 | Phosphorus | P | mg/L, Orthophosphate as P | N | N/A |  |  |  | 0.1 U | 43.8 | Not Applicable | [6 empty] | Data not provided | Data not provided | Data not provided | Data not provided | Data not provided | Data not provided | Data not provided | Data not provided |  | Influent | 2.81 | 6.48 | mg/L | 25 | °C | Data not provided | N/A | Data not provided | N/A | 490.9 | mV | 2267 | µS/cm | None | N/A | Data not provided | Data not provided | Data not provided | Data not provided | Data not provided | Data not provided | Data not provided | Data not provided | Data not provided | Data not provided | Results support the need for pretreatment of high acidity MIW ahead of the BCR. | Data not provided | Substrate: sawdust, wood chips, compost, dairy manure and limestone chips. BCR substrate composition was modified due to a shortage of available manure and limestone. The shortage of manure and limestone may have had a negative impact on treatment effectiveness in the BCRs. | Data not provided | Data not provided | U = under the detection limit.
Final Danny T Adit Treatability Study Year 1 Technical Memorandum, Barker-Hughesville Mining District Superfund Site Cascade and Judith Basin Counties, Montana | BARKER HUGHESVILLE MINING DISTRICT | MT6122307485 | N/A | N/A | BCR1 | Data not provided | Biochemical reactor (BCR) without pre-treatment (BCR1) | Passive | Biochemical reactor (BCR) | No pre-treatment | Danny T adit water | N | BCR without pre-treatment | Batteries used to run metering pump, slurry mixer, and timer switch | Remote central Montana, southeast of Great Falls/no constraints noted | Pilot | June - September 2013 | Phosphorus | P | mg/L, Orthophosphate as P | N | N/A | [6 empty] | 43.8 | 0.1 U | Not Applicable |  |  |  | Data not provided | Data not provided | Data not provided | Data not provided | Data not provided | Data not provided | Data not provided | Data not provided |  | Effluent | 6.07 | 0.02 | mg/L | 20.6 | °C | Data not provided | N/A | Data not provided | N/A | -163 | mV | 3505 | µS/cm | None | N/A | Data not provided | Data not provided | Data not provided | Data not provided | Data not provided | Data not provided | Data not provided | Data not provided | Data not provided | Data not provided | Results support the need for pretreatment of high acidity MIW ahead of the BCR. | Data not provided | Substrate: sawdust, wood chips, compost, dairy manure and limestone chips. BCR substrate composition was modified due to a shortage of available manure and limestone. The shortage of manure and limestone may have had a negative impact on treatment effectiveness in the BCRs. | Data not provided | Data not provided | U = under the detection limit.
Final Danny T Adit Treatability Study Year 1 Technical Memorandum, Barker-Hughesville Mining District Superfund Site Cascade and Judith Basin Counties, Montana | BARKER HUGHESVILLE MINING DISTRICT | MT6122307485 | N/A | N/A | BCR1 | Data not provided | Biochemical reactor (BCR) without pre-treatment (BCR1) | Passive | Biochemical reactor (BCR) | No pre-treatment | Danny T adit water | N | BCR without pre-treatment | Batteries used to run metering pump, slurry mixer, and timer switch | Remote central Montana, southeast of Great Falls/no constraints noted | Pilot | June - September 2013 | Phosphorus | P | mg/L, Orthophosphate as P | N | N/A | [9 empty] | 0.027 | 0.218 | 87.6147 | Data not provided | Data not provided | Data not provided | Data not provided | Data not provided | Data not provided | Data not provided | Data not provided |  | Effluent | 5.6 | 1.09 | mg/L | 20.25 | °C | Data not provided | N/A | Data not provided | N/A | 35.3 | mV | 1992 | µS/cm | 12 | %DO | Data not provided | Data not provided | Data not provided | Data not provided | Data not provided | Data not provided | Data not provided | Data not provided | Data not provided | Data not provided | Results support the need for pretreatment of high acidity MIW ahead of the BCR. | Data not provided | Substrate: sawdust, wood chips, compost, dairy manure and limestone chips. BCR substrate composition was modified due to a shortage of available manure and limestone. The shortage of manure and limestone may have had a negative impact on treatment effectiveness in the BCRs. | Data not provided | Data not provided
Final Danny T Adit Treatability Study Year 1 Technical Memorandum, Barker-Hughesville Mining District Superfund Site Cascade and Judith Basin Counties, Montana | BARKER HUGHESVILLE MINING DISTRICT | MT6122307485 | N/A | N/A | BCR2 | Data not provided | Biochemical reactor (BCR) with SAPS pre-treatment (BCR2) | Passive | Biochemical reactor (BCR) | Pre-treatment | Danny T adit water | Y | BCR with pre-treatment | Batteries used to run metering pump, slurry mixer, and timer switch | Remote central Montana, southeast of Great Falls/no constraints noted | Pilot | June - September 2013 | Phosphorus | P | mg/L, Orthophosphate as P | N | N/A | 0.478 | 0.355 | 25.7322 | [9 empty] | Data not provided | Data not provided | Data not provided | Data not provided | Data not provided | Data not provided | Data not provided | Data not provided |  | Influent | 2.94 |  |  | 16.34 | °C | Data not provided | N/A | Data not provided | N/A | 477.4 | mV | 2610 | µS/cm | 42.4 | %DO | Data not provided | Data not provided | Data not provided | Data not provided | Data not provided | Data not provided | Data not provided | Data not provided | Data not provided | Data not provided | Data not provided | Data not provided | Substrate: sawdust, wood chips, compost, dairy manure and limestone chips. BCR substrate composition was modified due to a shortage of available manure and limestone. The shortage of manure and limestone may have had a negative impact on treatment effectiveness in the BCRs. | Data not provided | Data not provided
Final Danny T Adit Treatability Study Year 1 Technical Memorandum, Barker-Hughesville Mining District Superfund Site Cascade and Judith Basin Counties, Montana | BARKER HUGHESVILLE MINING DISTRICT | MT6122307485 | N/A | N/A | BCR2 | Data not provided | Biochemical reactor (BCR) with SAPS pre-treatment (BCR2) | Passive | Biochemical reactor (BCR) | Pre-treatment | Danny T adit water | Y | BCR with pre-treatment | Batteries used to run metering pump, slurry mixer, and timer switch | Remote central Montana, southeast of Great Falls/no constraints noted | Pilot | June - September 2013 | Phosphorus | P | mg/L, Orthophosphate as P | N | N/A |  |  |  | 0.1 U | 57.8 | Not Applicable | [6 empty] | Data not provided | Data not provided | Data not provided | Data not provided | Data not provided | Data not provided | Data not provided | Data not provided |  | Influent | 2.81 | 6.48 | mg/L | 25 | °C | Data not provided | N/A | Data not provided | N/A | 490.9 | mV | 2267 | µS/cm | None | N/A | Data not provided | Data not provided | Data not provided | Data not provided | Data not provided | Data not provided | Data not provided | Data not provided | Data not provided | Data not provided | Data not provided | Data not provided | Substrate: sawdust, wood chips, compost, dairy manure and limestone chips. BCR substrate composition was modified due to a shortage of available manure and limestone. The shortage of manure and limestone may have had a negative impact on treatment effectiveness in the BCRs. | Data not provided | Data not provided | U = under the detection limit.
Final Danny T Adit Treatability Study Year 1 Technical Memorandum, Barker-Hughesville Mining District Superfund Site Cascade and Judith Basin Counties, Montana | BARKER HUGHESVILLE MINING DISTRICT | MT6122307485 | N/A | N/A | BCR2 | Data not provided | Biochemical reactor (BCR) with SAPS pre-treatment (BCR2) | Passive | Biochemical reactor (BCR) | Pre-treatment | Danny T adit water | Y | BCR with pre-treatment | Batteries used to run metering pump, slurry mixer, and timer switch | Remote central Montana, southeast of Great Falls/no constraints noted | Pilot | June - September 2013 | Phosphorus | P | mg/L, Orthophosphate as P | N | N/A | [6 empty] | 57.8 | 0.1 U | Not Applicable |  |  |  | Data not provided | Data not provided | Data not provided | Data not provided | Data not provided | Data not provided | Data not provided | Data not provided |  | Effluent | 6.29 | 0.05 | mg/L | 20.2 | °C | Data not provided | N/A | Data not provided | N/A | -153.8 | mV | 4954 | µS/cm | None | N/A | Data not provided | Data not provided | Data not provided | Data not provided | Data not provided | Data not provided | Data not provided | Data not provided | Data not provided | Data not provided | Data not provided | Data not provided | Substrate: sawdust, wood chips, compost, dairy manure and limestone chips. BCR substrate composition was modified due to a shortage of available manure and limestone. The shortage of manure and limestone may have had a negative impact on treatment effectiveness in the BCRs. | Data not provided | Data not provided | U = under the detection limit.
Final Danny T Adit Treatability Study Year 1 Technical Memorandum, Barker-Hughesville Mining District Superfund Site Cascade and Judith Basin Counties, Montana | BARKER HUGHESVILLE MINING DISTRICT | MT6122307485 | N/A | N/A | BCR2 | Data not provided | Biochemical reactor (BCR) with SAPS pre-treatment (BCR2) | Passive | Biochemical reactor (BCR) | Pre-treatment | Danny T adit water | Y | BCR with pre-treatment | Batteries used to run metering pump, slurry mixer, and timer switch | Remote central Montana, southeast of Great Falls/no constraints noted | Pilot | June - September 2013 | Phosphorus | P | mg/L, Orthophosphate as P | N | N/A | [9 empty] | 0.02 | 0.13 | 84.6154 | Data not provided | Data not provided | Data not provided | Data not provided | Data not provided | Data not provided | Data not provided | Data not provided |  | Effluent | 6.26 | 8.52 | mg/L | 18.4 | °C | Data not provided | N/A | Data not provided | N/A | 19.4 | mV | 3224 | µS/cm | 92.1 | %DO | Data not provided | Data not provided | Data not provided | Data not provided | Data not provided | Data not provided | Data not provided | Data not provided | Data not provided | Data not provided | Data not provided | Data not provided | Substrate: sawdust, wood chips, compost, dairy manure and limestone chips. BCR substrate composition was modified due to a shortage of available manure and limestone. The shortage of manure and limestone may have had a negative impact on treatment effectiveness in the BCRs. | Data not provided | Data not provided
Final Danny T Adit Treatability Study Year 1 Technical Memorandum, Barker-Hughesville Mining District Superfund Site Cascade and Judith Basin Counties, Montana | BARKER HUGHESVILLE MINING DISTRICT | MT6122307485 | N/A | N/A | BCR3 | Data not provided | Biochemical reactor (BCR) with CHIT pre-treatment (BCR3) | Passive | Biochemical reactor (BCR) | Pre-treatment | Danny T adit water | Y | BCR with pre-treatment | Batteries used to run metering pump, slurry mixer, and timer switch | Remote central Montana, southeast of Great Falls/no constraints noted | Pilot | June - September 2013 | Phosphorus | P | mg/L, Orthophosphate as P | N | N/A | 0.478 | 22 | -4502.5105 | [9 empty] | Data not provided | Data not provided | Data not provided | Data not provided | Data not provided | Data not provided | Data not provided | Data not provided |  | Influent | 2.94 |  |  | 16.34 | °C | Data not provided | N/A | Data not provided | N/A | 477.4 | mV | 2610 | µS/cm | 42.4 | %DO | Data not provided | Data not provided | Data not provided | Data not provided | Data not provided | Data not provided | Data not provided | Data not provided | Data not provided | Data not provided | Data not provided | Data not provided | Substrate: sawdust, wood chips, compost, dairy manure and limestone chips. BCR substrate composition was modified due to a shortage of available manure and limestone. The shortage of manure and limestone may have had a negative impact on treatment effectiveness in the BCRs. | Data not provided | Data not provided
Final Danny T Adit Treatability Study Year 1 Technical Memorandum, Barker-Hughesville Mining District Superfund Site Cascade and Judith Basin Counties, Montana | BARKER HUGHESVILLE MINING DISTRICT | MT6122307485 | N/A | N/A | BCR3 | Data not provided | Biochemical reactor (BCR) with CHIT pre-treatment (BCR3) | Passive | Biochemical reactor (BCR) | Pre-treatment | Danny T adit water | Y | BCR with pre-treatment | Batteries used to run metering pump, slurry mixer, and timer switch | Remote central Montana, southeast of Great Falls/no constraints noted | Pilot | June - September 2013 | Phosphorus | P | mg/L, Orthophosphate as P | N | N/A |  |  |  | 0.1 U | 72.3 | Not Applicable | [6 empty] | Data not provided | Data not provided | Data not provided | Data not provided | Data not provided | Data not provided | Data not provided | Data not provided |  | Influent | 2.81 | 6.48 | mg/L | 25 | °C | Data not provided | N/A | Data not provided | N/A | 490.9 | mV | 2267 | µS/cm | None | N/A | Data not provided | Data not provided | Data not provided | Data not provided | Data not provided | Data not provided | Data not provided | Data not provided | Data not provided | Data not provided | Data not provided | Data not provided | Substrate: sawdust, wood chips, compost, dairy manure and limestone chips. BCR substrate composition was modified due to a shortage of available manure and limestone. The shortage of manure and limestone may have had a negative impact on treatment effectiveness in the BCRs. | Data not provided | Data not provided | U = under the detection limit.
Final Danny T Adit Treatability Study Year 1 Technical Memorandum, Barker-Hughesville Mining District Superfund Site Cascade and Judith Basin Counties, Montana | BARKER HUGHESVILLE MINING DISTRICT | MT6122307485 | N/A | N/A | BCR3 | Data not provided | Biochemical reactor (BCR) with CHIT pre-treatment (BCR3) | Passive | Biochemical reactor (BCR) | Pre-treatment | Danny T adit water | Y | BCR with pre-treatment | Batteries used to run metering pump, slurry mixer, and timer switch | Remote central Montana, southeast of Great Falls/no constraints noted | Pilot | June - September 2013 | Phosphorus | P | mg/L, Orthophosphate as P | N | N/A | [6 empty] | 72.3 | 0.1 U | Not Applicable |  |  |  | Data not provided | Data not provided | Data not provided | Data not provided | Data not provided | Data not provided | Data not provided | Data not provided |  | Effluent | 6.17 | 0.04 | mg/L | 19.65 | °C | Data not provided | N/A | Data not provided | N/A | -152.5 | mV | 8162 | µS/cm | None | N/A | Data not provided | Data not provided | Data not provided | Data not provided | Data not provided | Data not provided | Data not provided | Data not provided | Data not provided | Data not provided | Data not provided | Data not provided | Substrate: sawdust, wood chips, compost, dairy manure and limestone chips. BCR substrate composition was modified due to a shortage of available manure and limestone. The shortage of manure and limestone may have had a negative impact on treatment effectiveness in the BCRs. | Data not provided | Data not provided | U = under the detection limit.
Final Danny T Adit Treatability Study Year 1 Technical Memorandum, Barker-Hughesville Mining District Superfund Site Cascade and Judith Basin Counties, Montana | BARKER HUGHESVILLE MINING DISTRICT | MT6122307485 | N/A | N/A | BCR3 | Data not provided | Biochemical reactor (BCR) with CHIT pre-treatment (BCR3) | Passive | Biochemical reactor (BCR) | Pre-treatment | Danny T adit water | Y | BCR with pre-treatment | Batteries used to run metering pump, slurry mixer, and timer switch | Remote central Montana, southeast of Great Falls/no constraints noted | Pilot | June - September 2013 | Phosphorus | P | mg/L, Orthophosphate as P | N | N/A | [9 empty] | 15.3 | 0.28 | -5364.2857 | Data not provided | Data not provided | Data not provided | Data not provided | Data not provided | Data not provided | Data not provided | Data not provided |  | Effluent | 6.81 | 0.1 | mg/L | 20.21 | °C | Data not provided | N/A | Data not provided | N/A | -267.5 | mV | 6424 | µS/cm | None | N/A | Data not provided | Data not provided | Data not provided | Data not provided | Data not provided | Data not provided | Data not provided | Data not provided | Data not provided | Data not provided | Data not provided | Data not provided | Substrate: sawdust, wood chips, compost, dairy manure and limestone chips. BCR substrate composition was modified due to a shortage of available manure and limestone. The shortage of manure and limestone may have had a negative impact on treatment effectiveness in the BCRs. | Data not provided | Data not provided
Final Danny T Adit Treatability Study Year 1 Technical Memorandum, Barker-Hughesville Mining District Superfund Site Cascade and Judith Basin Counties, Montana | BARKER HUGHESVILLE MINING DISTRICT | MT6122307485 | N/A | N/A | BCR4 | Data not provided | Biochemical reactor (BCR) with Mg(OH)2 pre-treatment (BCR4) | Passive | Biochemical reactor (BCR) | Pre-treatment | Danny T adit water | Y | BCR with pre-treatment | Batteries used to run metering pump, slurry mixer, and timer switch | Remote central Montana, southeast of Great Falls/no constraints noted | Pilot | June - September 2013 | Phosphorus | P | mg/L, Orthophosphate as P | N | N/A | 0.478 | 0.085 | 82.2176 | [9 empty] | Data not provided | Data not provided | Data not provided | Data not provided | Data not provided | Data not provided | Data not provided | Data not provided |  | Influent | 2.94 |  |  | 16.34 | °C | Data not provided | N/A | Data not provided | N/A | 477.4 | mV | 2610 | µS/cm | 42.4 | %DO | Data not provided | Data not provided | Data not provided | Data not provided | Data not provided | Data not provided | Data not provided | Data not provided | Data not provided | Data not provided | Data not provided | Data not provided | Substrate: sawdust, wood chips, compost, dairy manure and limestone chips. BCR substrate composition was modified due to a shortage of available manure and limestone. The shortage of manure and limestone may have had a negative impact on treatment effectiveness in the BCRs. | Data not provided | Data not provided
Final Danny T Adit Treatability Study Year 1 Technical Memorandum, Barker-Hughesville Mining District Superfund Site Cascade and Judith Basin Counties, Montana | BARKER HUGHESVILLE MINING DISTRICT | MT6122307485 | N/A | N/A | BCR4 | Data not provided | Biochemical reactor (BCR) with Mg(OH)2 pre-treatment (BCR4) | Passive | Biochemical reactor (BCR) | Pre-treatment | Danny T adit water | Y | BCR with pre-treatment | Batteries used to run metering pump, slurry mixer, and timer switch | Remote central Montana, southeast of Great Falls/no constraints noted | Pilot | June - September 2013 | Phosphorus | P | mg/L, Orthophosphate as P | N | N/A |  |  |  | 0.1 U | 46.8 | Not Applicable | [6 empty] | Data not provided | Data not provided | Data not provided | Data not provided | Data not provided | Data not provided | Data not provided | Data not provided |  | Influent | 2.81 | 6.48 | mg/L | 25 | °C | Data not provided | N/A | Data not provided | N/A | 490.9 | mV | 2267 | µS/cm | None | N/A | Data not provided | Data not provided | Data not provided | Data not provided | Data not provided | Data not provided | Data not provided | Data not provided | Data not provided | Data not provided | Data not provided | Data not provided | Substrate: sawdust, wood chips, compost, dairy manure and limestone chips. BCR substrate composition was modified due to a shortage of available manure and limestone. The shortage of manure and limestone may have had a negative impact on treatment effectiveness in the BCRs. | Data not provided | Data not provided | U = under the detection limit.
Final Danny T Adit Treatability Study Year 1 Technical Memorandum, Barker-Hughesville Mining District Superfund Site Cascade and Judith Basin Counties, Montana | BARKER HUGHESVILLE MINING DISTRICT | MT6122307485 | N/A | N/A | BCR4 | Data not provided | Biochemical reactor (BCR) with Mg(OH)2 pre-treatment (BCR4) | Passive | Biochemical reactor (BCR) | Pre-treatment | Danny T adit water | Y | BCR with pre-treatment | Batteries used to run metering pump, slurry mixer, and timer switch | Remote central Montana, southeast of Great Falls/no constraints noted | Pilot | June - September 2013 | Phosphorus | P | mg/L, Orthophosphate as P | N | N/A | [6 empty] | 46.8 | 0.1 U | Not Applicable |  |  |  | Data not provided | Data not provided | Data not provided | Data not provided | Data not provided | Data not provided | Data not provided | Data not provided |  | Effluent | 6.25 | 0.02 | mg/L | 20.16 | °C | Data not provided | N/A | Data not provided | N/A | -144.8 | mV | 4001 | µS/cm | None | N/A | Data not provided | Data not provided | Data not provided | Data not provided | Data not provided | Data not provided | Data not provided | Data not provided | Data not provided | Data not provided | Data not provided | Data not provided | Substrate: sawdust, wood chips, compost, dairy manure and limestone chips. BCR substrate composition was modified due to a shortage of available manure and limestone. The shortage of manure and limestone may have had a negative impact on treatment effectiveness in the BCRs. | Data not provided | Data not provided | U = under the detection limit.
Final Danny T Adit Treatability Study Year 1 Technical Memorandum, Barker-Hughesville Mining District Superfund Site Cascade and Judith Basin Counties, Montana | BARKER HUGHESVILLE MINING DISTRICT | MT6122307485 | N/A | N/A | BCR4 | Data not provided | Biochemical reactor (BCR) with Mg(OH)2 pre-treatment (BCR4) | Passive | Biochemical reactor (BCR) | Pre-treatment | Danny T adit water | Y | BCR with pre-treatment | Batteries used to run metering pump, slurry mixer, and timer switch | Remote central Montana, southeast of Great Falls/no constraints noted | Pilot | June - September 2013 | Phosphorus | P | mg/L, Orthophosphate as P | N | N/A | [9 empty] | 0.04 | 0.13 | 69.2308 | Data not provided | Data not provided | Data not provided | Data not provided | Data not provided | Data not provided | Data not provided | Data not provided |  | Effluent | 6.97 | 4.35 | mg/L | 16.88 | °C | Data not provided | N/A | Data not provided | N/A | -117.7 | mV | 3247 | µS/cm | 45.8 | %DO | Data not provided | Data not provided | Data not provided | Data not provided | Data not provided | Data not provided | Data not provided | Data not provided | Data not provided | Data not provided | Data not provided | Data not provided | Substrate: sawdust, wood chips, compost, dairy manure and limestone chips. BCR substrate composition was modified due to a shortage of available manure and limestone. The shortage of manure and limestone may have had a negative impact on treatment effectiveness in the BCRs. | Data not provided | Data not provided
Final Danny T Adit Treatability Study Year 1 Technical Memorandum, Barker-Hughesville Mining District Superfund Site Cascade and Judith Basin Counties, Montana | BARKER HUGHESVILLE MINING DISTRICT | MT6122307485 | N/A | N/A | CHIT | Data not provided | Chitorem pre-treatment (CHIT) | Passive | Chitorem® | Pre-treatment | Danny T adit water | Y | Pre-treatment | Batteries used to run metering pump, slurry mixer, and timer switch | Remote central Montana, southeast of Great Falls/no constraints noted | Pilot | June - September 2013 | Phosphorus | P | mg/L, Orthophosphate as P | N | N/A | 0.478 | 40.2 | -8310.0418 | [9 empty] | Data not provided | Data not provided | Data not provided | Data not provided | Data not provided | Data not provided | Data not provided | Data not provided |  | Influent | 2.94 |  |  | 16.34 | °C | Data not provided | N/A | Data not provided | N/A | 477.4 | mV | 2610 | µS/cm | 42.4 | %DO | Data not provided | Data not provided | Data not provided | Data not provided | Data not provided | Data not provided | Data not provided | Data not provided | Data not provided | Data not provided | The Chitorem/BCR3 treatment provided the best overall treatment performance for both metal removal and sustaining sulfate reducing conditions. | Data not provided | Chitorem is a proprietary material that contains calcium carbonate, protein, and chitin (crab shell). Also contains its own bacteria - material breaks down and produces carbonates (adds alkalinity). | The Chitorem substrate composition was modified by adding pea gravel to increase permeability. | Data not provided
Final Danny T Adit Treatability Study Year 1 Technical Memorandum, Barker-Hughesville Mining District Superfund Site Cascade and Judith Basin Counties, Montana | BARKER HUGHESVILLE MINING DISTRICT | MT6122307485 | N/A | N/A | CHIT | Data not provided | Chitorem pre-treatment (CHIT) | Passive | Chitorem® | Pre-treatment | Danny T adit water | Y | Pre-treatment | Batteries used to run metering pump, slurry mixer, and timer switch | Remote central Montana, southeast of Great Falls/no constraints noted | Pilot | June - September 2013 | Phosphorus | P | mg/L, Orthophosphate as P | N | N/A |  |  |  | 0.1 U | 47.7 | Not Applicable | [6 empty] | Data not provided | Data not provided | Data not provided | Data not provided | Data not provided | Data not provided | Data not provided | Data not provided |  | Influent | 2.81 | 6.48 | mg/L | 25 | °C | Data not provided | N/A | Data not provided | N/A | 490.9 | mV | 2267 | µS/cm | None | N/A | Data not provided | Data not provided | Data not provided | Data not provided | Data not provided | Data not provided | Data not provided | Data not provided | Data not provided | Data not provided | The Chitorem/BCR3 treatment provided the best overall treatment performance for both metal removal and sustaining sulfate reducing conditions. | Data not provided | Chitorem is a proprietary material that contains calcium carbonate, protein, and chitin (crab shell). Also contains its own bacteria - material breaks down and produces carbonates (adds alkalinity). | The Chitorem substrate composition was modified by adding pea gravel to increase permeability. | Data not provided | U = under the detection limit.
Final Danny T Adit Treatability Study Year 1 Technical Memorandum, Barker-Hughesville Mining District Superfund Site Cascade and Judith Basin Counties, Montana | BARKER HUGHESVILLE MINING DISTRICT | MT6122307485 | N/A | N/A | CHIT | Data not provided | Chitorem pre-treatment (CHIT) | Passive | Chitorem® | Pre-treatment | Danny T adit water | Y | Pre-treatment | Batteries used to run metering pump, slurry mixer, and timer switch | Remote central Montana, southeast of Great Falls/no constraints noted | Pilot | June - September 2013 | Phosphorus | P | mg/L, Orthophosphate as P | N | N/A | [6 empty] | 65.8 | 0.225 | -29144.4444 |  |  |  | Data not provided | Data not provided | Data not provided | Data not provided | Data not provided | Data not provided | Data not provided | Data not provided |  | Effluent | 6.07 | 3.08 | mg/L | 16.95 | °C | Data not provided | N/A | Data not provided | N/A | -184.7 | mV | 2941 | µS/cm | 31.9 | %DO | Data not provided | Data not provided | Data not provided | Data not provided | Data not provided | Data not provided | Data not provided | Data not provided | Data not provided | Data not provided | The Chitorem/BCR3 treatment provided the best overall treatment performance for both metal removal and sustaining sulfate reducing conditions. | Data not provided | Chitorem is a proprietary material that contains calcium carbonate, protein, and chitin (crab shell). Also contains its own bacteria - material breaks down and produces carbonates (adds alkalinity). | The Chitorem substrate composition was modified by adding pea gravel to increase permeability. | Data not provided
Final Danny T Adit Treatability Study Year 1 Technical Memorandum, Barker-Hughesville Mining District Superfund Site Cascade and Judith Basin Counties, Montana | BARKER HUGHESVILLE MINING DISTRICT | MT6122307485 | N/A | N/A | CHIT | Data not provided | Chitorem pre-treatment (CHIT) | Passive | Chitorem® | Pre-treatment | Danny T adit water | Y | Pre-treatment | Batteries used to run metering pump, slurry mixer, and timer switch | Remote central Montana, southeast of Great Falls/no constraints noted | Pilot | June - September 2013 | Phosphorus | P | mg/L, Orthophosphate as P | N | N/A | [9 empty] | 12.5 | 0.28 | -4364.2857 | Data not provided | Data not provided | Data not provided | Data not provided | Data not provided | Data not provided | Data not provided | Data not provided |  | Effluent | 6.83 | 0.25 | mg/L | 19.1 | °C | Data not provided | N/A | Data not provided | N/A | -142 | mV | 5133 | µS/cm | None | N/A | Data not provided | Data not provided | Data not provided | Data not provided | Data not provided | Data not provided | Data not provided | Data not provided | Data not provided | Data not provided | The Chitorem/BCR3 treatment provided the best overall treatment performance for both metal removal and sustaining sulfate reducing conditions. | Data not provided | Chitorem is a proprietary material that contains calcium carbonate, protein, and chitin (crab shell). Also contains its own bacteria - material breaks down and produces carbonates (adds alkalinity). | The Chitorem substrate composition was modified by adding pea gravel to increase permeability. | Data not provided
Final Danny T Adit Treatability Study Year 1 Technical Memorandum, Barker-Hughesville Mining District Superfund Site Cascade and Judith Basin Counties, Montana | BARKER HUGHESVILLE MINING DISTRICT | MT6122307485 | N/A | N/A | MGOH | Data not provided | Alkaline Addition pre-treatment - Mg(OH)2 | Passive | Magnesium hydroxide Mg(OH)2 | Pre-treatment | Danny T adit water | Y | Pre-treatment | Batteries used to run metering pump, slurry mixer, and timer switch | Remote central Montana, southeast of Great Falls/no constraints noted | Pilot | June - September 2013 | Phosphorus | P | mg/L, Orthophosphate as P | N | N/A | 0.478 | 0.343 | 28.2427 | [9 empty] | Data not provided | Data not provided | Data not provided | Data not provided | Data not provided | Data not provided | Data not provided | Data not provided |  | Influent | 2.94 |  |  | 16.34 | °C | Data not provided | N/A | Data not provided | N/A | 477.4 | mV | 2610 | µS/cm | 42.4 | %DO | Data not provided | Data not provided | Data not provided | Data not provided | Data not provided | Data not provided | Data not provided | Data not provided | Data not provided | Data not provided | Data not provided | Data not provided | Alkaline addition using a magnesium hydroxide (Mg(OH)2) solution. | Data not provided | Data not provided
Final Danny T Adit Treatability Study Year 1 Technical Memorandum, Barker-Hughesville Mining District Superfund Site Cascade and Judith Basin Counties, Montana | BARKER HUGHESVILLE MINING DISTRICT | MT6122307485 | N/A | N/A | MGOH | Data not provided | Alkaline Addition pre-treatment - Mg(OH)2 | Passive | Magnesium hydroxide Mg(OH)2 | Pre-treatment | Danny T adit water | Y | Pre-treatment | Batteries used to run metering pump, slurry mixer, and timer switch | Remote central Montana, southeast of Great Falls/no constraints noted | Pilot | June - September 2013 | Phosphorus | P | mg/L, Orthophosphate as P | N | N/A |  |  |  | 0.1 U | 0.1 U | Not Applicable | [6 empty] | Data not provided | Data not provided | Data not provided | Data not provided | Data not provided | Data not provided | Data not provided | Data not provided |  | Influent | 2.81 | 6.48 | mg/L | 25 | °C | Data not provided | N/A | Data not provided | N/A | 490.9 | mV | 2267 | µS/cm | None | N/A | Data not provided | Data not provided | Data not provided | Data not provided | Data not provided | Data not provided | Data not provided | Data not provided | Data not provided | Data not provided | Data not provided | Data not provided | Alkaline addition using a magnesium hydroxide (Mg(OH)2) solution. | Data not provided | Data not provided | U = under the detection limit.
Final Danny T Adit Treatability Study Year 1 Technical Memorandum, Barker-Hughesville Mining District Superfund Site Cascade and Judith Basin Counties, Montana | BARKER HUGHESVILLE MINING DISTRICT | MT6122307485 | N/A | N/A | MGOH | Data not provided | Alkaline Addition pre-treatment - Mg(OH)2 | Passive | Magnesium hydroxide Mg(OH)2 | Pre-treatment | Danny T adit water | Y | Pre-treatment | Batteries used to run metering pump, slurry mixer, and timer switch | Remote central Montana, southeast of Great Falls/no constraints noted | Pilot | June - September 2013 | Phosphorus | P | mg/L, Orthophosphate as P | N | N/A | [6 empty] | 0.343 | 0.478 | 28.2427 |  |  |  | Data not provided | Data not provided | Data not provided | Data not provided | Data not provided | Data not provided | Data not provided | Data not provided |  | Effluent | 3.05 | 2.85 | mg/L | 13.16 | °C | Data not provided | N/A | Data not provided | N/A | 425 | mV | 2404 | µS/cm | 28 | %DO | Data not provided | Data not provided | Data not provided | Data not provided | Data not provided | Data not provided | Data not provided | Data not provided | Data not provided | Data not provided | Data not provided | Data not provided | Alkaline addition using a magnesium hydroxide (Mg(OH)2) solution. | Data not provided | Data not provided
Final Danny T Adit Treatability Study Year 1 Technical Memorandum, Barker-Hughesville Mining District Superfund Site Cascade and Judith Basin Counties, Montana | BARKER HUGHESVILLE MINING DISTRICT | MT6122307485 | N/A | N/A | MGOH | Data not provided | Alkaline Addition pre-treatment - Mg(OH)2 | Passive | Magnesium hydroxide Mg(OH)2 | Pre-treatment | Danny T adit water | Y | Pre-treatment | Batteries used to run metering pump, slurry mixer, and timer switch | Remote central Montana, southeast of Great Falls/no constraints noted | Pilot | June - September 2013 | Phosphorus | P | mg/L, Orthophosphate as P | N | N/A | [9 empty] | 0.1 U | 0.1 U | Not Applicable | Data not provided | Data not provided | Data not provided | Data not provided | Data not provided | Data not provided | Data not provided | Data not provided |  | Effluent | 5.94 | 3.95 | mg/L | 19.28 | °C | Data not provided | N/A | Data not provided | N/A | -15.6 | mV | 1995 | µS/cm | None | N/A | Data not provided | Data not provided | Data not provided | Data not provided | Data not provided | Data not provided | Data not provided | Data not provided | Data not provided | Data not provided | Data not provided | Data not provided | Alkaline addition using a magnesium hydroxide (Mg(OH)2) solution. | Data not provided | Data not provided | U = under the detection limit.
Final Danny T Adit Treatability Study Year 1 Technical Memorandum, Barker-Hughesville Mining District Superfund Site Cascade and Judith Basin Counties, Montana | BARKER HUGHESVILLE MINING DISTRICT | MT6122307485 | N/A | N/A | SAPS | Data not provided | Successive alkalinity producing system (SAPS) pre-treatment | Passive | Successive alkalinity producing system (SAPS) | Pre-treatment | Danny T adit water | Y | Pre-treatment | Batteries used to run metering pump, slurry mixer, and timer switch | Remote central Montana, southeast of Great Falls/no constraints noted | Pilot | June - September 2013 | Phosphorus | P | mg/L, Orthophosphate as P | N | N/A | 0.478 | 0.11 | 76.9874 | [9 empty] | Data not provided | Data not provided | Data not provided | Data not provided | Data not provided | Data not provided | Data not provided | Data not provided |  | Influent | 2.94 |  |  | 16.34 | °C | Data not provided | N/A | Data not provided | N/A | 477.4 | mV | 2610 | µS/cm | 42.4 | %DO | Data not provided | Data not provided | Data not provided | Data not provided | Data not provided | Data not provided | Data not provided | Data not provided | Data not provided | Data not provided | Data not provided | Data not provided | Pre-treatment substrate of limestone gravel overlain by a manure and compost layer. | Data not provided | Data not provided
Final Danny T Adit Treatability Study Year 1 Technical Memorandum, Barker-Hughesville Mining District Superfund Site Cascade and Judith Basin Counties, Montana | BARKER HUGHESVILLE MINING DISTRICT | MT6122307485 | N/A | N/A | SAPS | Data not provided | Successive alkalinity producing system (SAPS) pre-treatment | Passive | Successive alkalinity producing system (SAPS) | Pre-treatment | Danny T adit water | Y | Pre-treatment | Batteries used to run metering pump, slurry mixer, and timer switch | Remote central Montana, southeast of Great Falls/no constraints noted | Pilot | June - September 2013 | Phosphorus | P | mg/L, Orthophosphate as P | N | N/A |  |  |  | 0.1 U | 10.4 | Not Applicable | [6 empty] | Data not provided | Data not provided | Data not provided | Data not provided | Data not provided | Data not provided | Data not provided | Data not provided |  | Influent | 2.81 | 6.48 | mg/L | 25 | °C | Data not provided | N/A | Data not provided | N/A | 490.9 | mV | 2267 | µS/cm | None | N/A | Data not provided | Data not provided | Data not provided | Data not provided | Data not provided | Data not provided | Data not provided | Data not provided | Data not provided | Data not provided | Data not provided | Data not provided | Pre-treatment substrate of limestone gravel overlain by a manure and compost layer. | Data not provided | Data not provided | U = under the detection limit.
Final Danny T Adit Treatability Study Year 1 Technical Memorandum, Barker-Hughesville Mining District Superfund Site Cascade and Judith Basin Counties, Montana | BARKER HUGHESVILLE MINING DISTRICT | MT6122307485 | N/A | N/A | SAPS | Data not provided | Successive alkalinity producing system (SAPS) pre-treatment | Passive | Successive alkalinity producing system (SAPS) | Pre-treatment | Danny T adit water | Y | Pre-treatment | Batteries used to run metering pump, slurry mixer, and timer switch | Remote central Montana, southeast of Great Falls/no constraints noted | Pilot | June - September 2013 | Phosphorus | P | mg/L, Orthophosphate as P | N | N/A | [6 empty] | 10.4 | 0.1 U | Not Applicable |  |  |  | Data not provided | Data not provided | Data not provided | Data not provided | Data not provided | Data not provided | Data not provided | Data not provided |  | Effluent | 6.38 | 0.09 | mg/L | 21.97 | °C | Data not provided | N/A | Data not provided | N/A | -157.6 | mV | 2434 | µS/cm | None | N/A | Data not provided | Data not provided | Data not provided | Data not provided | Data not provided | Data not provided | Data not provided | Data not provided | Data not provided | Data not provided | Data not provided | Data not provided | Pre-treatment substrate of limestone gravel overlain by a manure and compost layer. | Data not provided | Data not provided | U = under the detection limit.
Final Danny T Adit Treatability Study Year 1 Technical Memorandum, Barker-Hughesville Mining District Superfund Site Cascade and Judith Basin Counties, Montana | BARKER HUGHESVILLE MINING DISTRICT | MT6122307485 | N/A | N/A | SAPS | Data not provided | Successive alkalinity producing system (SAPS) pre-treatment | Passive | Successive alkalinity producing system (SAPS) | Pre-treatment | Danny T adit water | Y | Pre-treatment | Batteries used to run metering pump, slurry mixer, and timer switch | Remote central Montana, southeast of Great Falls/no constraints noted | Pilot | June - September 2013 | Phosphorus | P | mg/L, Orthophosphate as P | N | N/A | [9 empty] | 0.05 | 0.13 | 61.5385 | Data not provided | Data not provided | Data not provided | Data not provided | Data not provided | Data not provided | Data not provided | Data not provided |  | Effluent | 5.54 | 4.14 | mg/L | 17.27 | °C | Data not provided | N/A | Data not provided | N/A | 135.2 | mV | 3011 | µS/cm | 42.6 | %DO | Data not provided | Data not provided | Data not provided | Data not provided | Data not provided | Data not provided | Data not provided | Data not provided | Data not provided | Data not provided | Data not provided | Data not provided | Pre-treatment substrate of limestone gravel overlain by a manure and compost layer. | Data not provided | Data not provided
Final Danny T Adit Treatability Study Year 1 Technical Memorandum, Barker-Hughesville Mining District Superfund Site Cascade and Judith Basin Counties, Montana | BARKER HUGHESVILLE MINING DISTRICT | MT6122307485 | N/A | N/A | BCR1 | Data not provided | Biochemical reactor (BCR) without pre-treatment (BCR1) | Passive | Biochemical reactor (BCR) | No pre-treatment | Danny T adit water | N | BCR without pre-treatment | Batteries used to run metering pump, slurry mixer, and timer switch | Remote central Montana, southeast of Great Falls/no constraints noted | Pilot | June - September 2013 | Lead | Pb, total | µg/L | N | N/A | 258 | 9 | 96.5116 | [9 empty] | Data not provided | Data not provided | Data not provided | Data not provided | Data not provided | Data not provided | Data not provided | Data not provided |  | Influent | 2.85 | 2.41 | mg/L | 21.72 | °C | Data not provided | N/A | Data not provided | N/A | 382.6 | mV | 2404 | µS/cm | 27.1 | %DO | Data not provided | Data not provided | Data not provided | Data not provided | Data not provided | Data not provided | Data not provided | Data not provided | Data not provided | Data not provided | Results support the need for pretreatment of high acidity MIW ahead of the BCR. | Data not provided | Substrate: sawdust, wood chips, compost, dairy manure and limestone chips. BCR substrate composition was modified due to a shortage of available manure and limestone. The shortage of manure and limestone may have had a negative impact on treatment effectiveness in the BCRs. | Data not provided | Data not provided
Final Danny T Adit Treatability Study Year 1 Technical Memorandum, Barker-Hughesville Mining District Superfund Site Cascade and Judith Basin Counties, Montana | BARKER HUGHESVILLE MINING DISTRICT | MT6122307485 | N/A | N/A | BCR1 | Data not provided | Biochemical reactor (BCR) without pre-treatment (BCR1) | Passive | Biochemical reactor (BCR) | No pre-treatment | Danny T adit water | N | BCR without pre-treatment | Batteries used to run metering pump, slurry mixer, and timer switch | Remote central Montana, southeast of Great Falls/no constraints noted | Pilot | June - September 2013 | Lead | Pb, dissolved | µg/L | N | N/A | 252 | 1 U | 99.8016 | [9 empty] | Data not provided | Data not provided | Data not provided | Data not provided | Data not provided | Data not provided | Data not provided | Data not provided | > 96% | Influent | 2.81 | 6.48 | mg/L | 25 | °C | Data not provided | N/A | Data not provided | N/A | 490.9 | mV | 2267 | µS/cm | None | N/A | Data not provided | Data not provided | Data not provided | Data not provided | Data not provided | Data not provided | Y | Acute and chronic ambient water quality standards | Data not provided | Data not provided | Results support the need for pretreatment of high acidity MIW ahead of the BCR. | Data not provided | Substrate: sawdust, wood chips, compost, dairy manure and limestone chips. BCR substrate composition was modified due to a shortage of available manure and limestone. The shortage of manure and limestone may have had a negative impact on treatment effectiveness in the BCRs. | Consistent dissolved Pb reductions for BCR 1. The number of sampling dates was reduced, resulting in less info to determine long-term treatment effectiveness. | Total metals data set is limited to only two sampling events. All effluent values below the detection limit | U = under the detection limit.
Final Danny T Adit Treatability Study Year 1 Technical Memorandum, Barker-Hughesville Mining District Superfund Site Cascade and Judith Basin Counties, Montana | BARKER HUGHESVILLE MINING DISTRICT | MT6122307485 | N/A | N/A | BCR1 | Data not provided | Biochemical reactor (BCR) without pre-treatment (BCR1) | Passive | Biochemical reactor (BCR) | No pre-treatment | Danny T adit water | N | BCR without pre-treatment | Batteries used to run metering pump, slurry mixer, and timer switch | Remote central Montana, southeast of Great Falls/no constraints noted | Pilot | June - September 2013 | Lead | Pb, total | µg/L | N | N/A |  |  |  | 255 | 60 | 76.4706 | [6 empty] | Data not provided | Data not provided | Data not provided | Data not provided | Data not provided | Data not provided | Data not provided | Data not provided |  | Influent | 2.81 | 6.48 | mg/L | 25 | °C | Data not provided | N/A | Data not provided | N/A | 490.9 | mV | 2267 | µS/cm | None | N/A | Data not provided | Data not provided | Data not provided | Data not provided | Data not provided | Data not provided | Data not provided | Data not provided | Data not provided | Data not provided | Results support the need for pretreatment of high acidity MIW ahead of the BCR. | Data not provided | Substrate: sawdust, wood chips, compost, dairy manure and limestone chips. BCR substrate composition was modified due to a shortage of available manure and limestone. The shortage of manure and limestone may have had a negative impact on treatment effectiveness in the BCRs. | Data not provided | Data not provided
Final Danny T Adit Treatability Study Year 1 Technical Memorandum, Barker-Hughesville Mining District Superfund Site Cascade and Judith Basin Counties, Montana | BARKER HUGHESVILLE MINING DISTRICT | MT6122307485 | N/A | N/A | BCR1 | Data not provided | Biochemical reactor (BCR) without pre-treatment (BCR1) | Passive | Biochemical reactor (BCR) | No pre-treatment | Danny T adit water | N | BCR without pre-treatment | Batteries used to run metering pump, slurry mixer, and timer switch | Remote central Montana, southeast of Great Falls/no constraints noted | Pilot | June - September 2013 | Lead | Pb, dissolved | µg/L | N | N/A |  |  |  | 122 | 1 U | 99.5902 | [6 empty] | Data not provided | Data not provided | Data not provided | Data not provided | Data not provided | Data not provided | Data not provided | Data not provided | > 96% | Influent | 2.8 | 2.19 | mg/L | 25.14 | °C | Data not provided | N/A | Data not provided | N/A | 492.7 | mV | 3394 | µS/cm | 26 | %DO | Data not provided | Data not provided | Data not provided | Data not provided | Data not provided | Data not provided | Y | Acute and chronic ambient water quality standards | Data not provided | Data not provided | Results support the need for pretreatment of high acidity MIW ahead of the BCR. | Data not provided | Substrate: sawdust, wood chips, compost, dairy manure and limestone chips. BCR substrate composition was modified due to a shortage of available manure and limestone. The shortage of manure and limestone may have had a negative impact on treatment effectiveness in the BCRs. | Consistent dissolved Pb reductions for BCR 1. The number of sampling dates was reduced, resulting in less info to determine long-term treatment effectiveness. | Total metals data set is limited to only two sampling events. All effluent values below the detection limit | U = under the detection limit.
Final Danny T Adit Treatability Study Year 1 Technical Memorandum, Barker-Hughesville Mining District Superfund Site Cascade and Judith Basin Counties, Montana | BARKER HUGHESVILLE MINING DISTRICT | MT6122307485 | N/A | N/A | BCR1 | Data not provided | Biochemical reactor (BCR) without pre-treatment (BCR1) | Passive | Biochemical reactor (BCR) | No pre-treatment | Danny T adit water | N | BCR without pre-treatment | Batteries used to run metering pump, slurry mixer, and timer switch | Remote central Montana, southeast of Great Falls/no constraints noted | Pilot | June - September 2013 | Lead | Pb, total | µg/L | N | N/A | [6 empty] | 60 | 255 | 76.4706 |  |  |  | Data not provided | Data not provided | Data not provided | Data not provided | Data not provided | Data not provided | Data not provided | Data not provided |  | Effluent | 6.07 | 0.02 | mg/L | 20.6 | °C | Data not provided | N/A | Data not provided | N/A | -163 | mV | 3505 | µS/cm | None | N/A | Data not provided | Data not provided | Data not provided | Data not provided | Data not provided | Data not provided | Data not provided | Data not provided | Data not provided | Data not provided | Results support the need for pretreatment of high acidity MIW ahead of the BCR. | Data not provided | Substrate: sawdust, wood chips, compost, dairy manure and limestone chips. BCR substrate composition was modified due to a shortage of available manure and limestone. The shortage of manure and limestone may have had a negative impact on treatment effectiveness in the BCRs. | Data not provided | Data not provided
Final Danny T Adit Treatability Study Year 1 Technical Memorandum, Barker-Hughesville Mining District Superfund Site Cascade and Judith Basin Counties, Montana | BARKER HUGHESVILLE MINING DISTRICT | MT6122307485 | N/A | N/A | BCR1 | Data not provided | Biochemical reactor (BCR) without pre-treatment (BCR1) | Passive | Biochemical reactor (BCR) | No pre-treatment | Danny T adit water | N | BCR without pre-treatment | Batteries used to run metering pump, slurry mixer, and timer switch | Remote central Montana, southeast of Great Falls/no constraints noted | Pilot | June - September 2013 | Lead | Pb, dissolved | µg/L | N | N/A | [6 empty] | 1 U | 122–252 | 99.6 - 99.8 |  |  |  | Data not provided | Data not provided | Data not provided | Data not provided | Data not provided | Data not provided | Data not provided | Data not provided | > 96% | Effluent | 5.6–6.14 | 0.02–2.31 | mg/L | 14.95 | °C | Data not provided | N/A | Data not provided | N/A | (-)163–77.2 | mV | 1,992–3,505 | µS/cm | NA–15.9 | %DO | Data not provided | Data not provided | Data not provided | Data not provided | Data not provided | Data not provided | Y | Acute and chronic ambient water quality standards | Data not provided | Data not provided | Results support the need for pretreatment of high acidity MIW ahead of the BCR. | Data not provided | Substrate: sawdust, wood chips, compost, dairy manure and limestone chips. BCR substrate composition was modified due to a shortage of available manure and limestone. The shortage of manure and limestone may have had a negative impact on treatment effectiveness in the BCRs. | Consistent dissolved Pb reductions for BCR 1. The number of sampling dates was reduced, resulting in less info to determine long-term treatment effectiveness. | Total metals data set is limited to only two sampling events. All effluent values below the detection limit | U = under the detection limit. A range of values is shown to reflect multiple days with effluent under the detection limit.
Final Danny T Adit Treatability Study Year 1 Technical Memorandum, Barker-Hughesville Mining District Superfund Site Cascade and Judith Basin Counties, Montana | BARKER HUGHESVILLE MINING DISTRICT | MT6122307485 | N/A | N/A | BCR1 | Data not provided | Biochemical reactor (BCR) without pre-treatment (BCR1) | Passive | Biochemical reactor (BCR) | No pre-treatment | Danny T adit water | N | BCR without pre-treatment | Batteries used to run metering pump, slurry mixer, and timer switch | Remote central Montana, southeast of Great Falls/no constraints noted | Pilot | June - September 2013 | Lead | Pb, total | µg/L | N | N/A | [9 empty] | 6 | 258 | 97.6744 | Data not provided | Data not provided | Data not provided | Data not provided | Data not provided | Data not provided | Data not provided | Data not provided |  | Effluent | 5.91 | 1.5 | mg/L | 17.95 | °C | Data not provided | N/A | Data not provided | N/A | -46.6 | mV | 2190 | µS/cm | 15.9 | %DO | Data not provided | Data not provided | Data not provided | Data not provided | Data not provided | Data not provided | Data not provided | Data not provided | Data not provided | Data not provided | Results support the need for pretreatment of high acidity MIW ahead of the BCR. | Data not provided | Substrate: sawdust, wood chips, compost, dairy manure and limestone chips. BCR substrate composition was modified due to a shortage of available manure and limestone. The shortage of manure and limestone may have had a negative impact on treatment effectiveness in the BCRs. | Data not provided | Data not provided
Final Danny T Adit Treatability Study Year 1 Technical Memorandum, Barker-Hughesville Mining District Superfund Site Cascade and Judith Basin Counties, Montana | BARKER HUGHESVILLE MINING DISTRICT | MT6122307485 | N/A | N/A | BCR1 | Data not provided | Biochemical reactor (BCR) without pre-treatment (BCR1) | Passive | Biochemical reactor (BCR) | No pre-treatment | Danny T adit water | N | BCR without pre-treatment | Batteries used to run metering pump, slurry mixer, and timer switch | Remote central Montana, southeast of Great Falls/no constraints noted | Pilot | June - September 2013 | Lead | Pb, dissolved | µg/L | N | N/A | [9 empty] | 1 U | 122–252 | 99.6 - 99.8 | Data not provided | Data not provided | Data not provided | Data not provided | Data not provided | Data not provided | Data not provided | Data not provided | > 96% | Effluent | 5.6–6.14 | 0.02–2.31 | mg/L | 14.95 | °C | Data not provided | N/A | Data not provided | N/A | (-)163–77.2 | mV | 1,992–3,505 | µS/cm | NA–15.9 | %DO | Data not provided | Data not provided | Data not provided | Data not provided | Data not provided | Data not provided | Y | Acute and chronic ambient water quality standards | Data not provided | Data not provided | Results support the need for pretreatment of high acidity MIW ahead of the BCR. | Data not provided | Substrate: sawdust, wood chips, compost, dairy manure and limestone chips. BCR substrate composition was modified due to a shortage of available manure and limestone. The shortage of manure and limestone may have had a negative impact on treatment effectiveness in the BCRs. | Consistent dissolved Pb reductions for BCR 1. The number of sampling dates was reduced, resulting in less info to determine long-term treatment effectiveness. | Total metals data set is limited to only two sampling events. All effluent values below the detection limit | U = under the detection limit. A range of values is shown to reflect multiple days with effluent under the detection limit.
Final Danny T Adit Treatability Study Year 1 Technical Memorandum, Barker-Hughesville Mining District Superfund Site Cascade and Judith Basin Counties, Montana | BARKER HUGHESVILLE MINING DISTRICT | MT6122307485 | N/A | N/A | BCR2 | Data not provided | Biochemical reactor (BCR) with SAPS pre-treatment (BCR2) | Passive | Biochemical reactor (BCR) | Pre-treatment | Danny T adit water | Y | BCR with pre-treatment | Batteries used to run metering pump, slurry mixer, and timer switch | Remote central Montana, southeast of Great Falls/no constraints noted | Pilot | June - September 2013 | Lead | Pb, total | µg/L | N | N/A | 258 | 1 | 99.6124 | [9 empty] | Data not provided | Data not provided | Data not provided | Data not provided | Data not provided | Data not provided | Data not provided | Data not provided |  | Influent | 2.85 | 2.41 | mg/L | 21.72 | °C | Data not provided | N/A | Data not provided | N/A | 382.6 | mV | 2404 | µS/cm | 27.1 | %DO | Data not provided | Data not provided | Data not provided | Data not provided | Data not provided | Data not provided | Data not provided | Data not provided | Data not provided | Data not provided | Data not provided | Data not provided | Substrate: sawdust, wood chips, compost, dairy manure and limestone chips. BCR substrate composition was modified due to a shortage of available manure and limestone. The shortage of manure and limestone may have had a negative impact on treatment effectiveness in the BCRs. | Data not provided | Data not provided
Final Danny T Adit Treatability Study Year 1 Technical Memorandum, Barker-Hughesville Mining District Superfund Site Cascade and Judith Basin Counties, Montana | BARKER HUGHESVILLE MINING DISTRICT | MT6122307485 | N/A | N/A | BCR2 | Data not provided | Biochemical reactor (BCR) with SAPS pre-treatment (BCR2) | Passive | Biochemical reactor (BCR) | Pre-treatment | Danny T adit water | Y | BCR with pre-treatment | Batteries used to run metering pump, slurry mixer, and timer switch | Remote central Montana, southeast of Great Falls/no constraints noted | Pilot | June - September 2013 | Lead | Pb, dissolved | µg/L | N | N/A | 252 | 1 U | 99.8016 | [9 empty] | Data not provided | Data not provided | Data not provided | Data not provided | Data not provided | Data not provided | Data not provided | Data not provided | > 99% | Influent | 2.81 | 6.48 | mg/L | 25 | °C | Data not provided | N/A | Data not provided | N/A | 490.9 | mV | 2267 | µS/cm | None | N/A | Data not provided | Data not provided | Data not provided | Data not provided | Data not provided | Data not provided | Data not provided | Data not provided | Data not provided | Data not provided | Data not provided | Data not provided | Substrate: sawdust, wood chips, compost, dairy manure and limestone chips. BCR substrate composition was modified due to a shortage of available manure and limestone. The shortage of manure and limestone may have had a negative impact on treatment effectiveness in the BCRs. | Consistent dissolved Pb reductions for BCR 2. The number of sampling dates was reduced, resulting in less info to determine long-term treatment effectiveness. | Total metals data set is limited to only two sampling events. All effluent values below the detection limit | U = under the detection limit.
Final Danny T Adit Treatability Study Year 1 Technical Memorandum, Barker-Hughesville Mining District Superfund Site Cascade and Judith Basin Counties, Montana | BARKER HUGHESVILLE MINING DISTRICT | MT6122307485 | N/A | N/A | BCR2 | Data not provided | Biochemical reactor (BCR) with SAPS pre-treatment (BCR2) | Passive | Biochemical reactor (BCR) | Pre-treatment | Danny T adit water | Y | BCR with pre-treatment | Batteries used to run metering pump, slurry mixer, and timer switch | Remote central Montana, southeast of Great Falls/no constraints noted | Pilot | June - September 2013 | Lead | Pb, total | µg/L | N | N/A |  |  |  | 255 | 72 | 71.7647 | [6 empty] | Data not provided | Data not provided | Data not provided | Data not provided | Data not provided | Data not provided | Data not provided | Data not provided |  | Influent | 2.81 | 6.48 | mg/L | 25 | °C | Data not provided | N/A | Data not provided | N/A | 490.9 | mV | 2267 | µS/cm | None | N/A | Data not provided | Data not provided | Data not provided | Data not provided | Data not provided | Data not provided | Data not provided | Data not provided | Data not provided | Data not provided | Data not provided | Data not provided | Substrate: sawdust, wood chips, compost, dairy manure and limestone chips. BCR substrate composition was modified due to a shortage of available manure and limestone. The shortage of manure and limestone may have had a negative impact on treatment effectiveness in the BCRs. | Data not provided | Data not provided
Final Danny T Adit Treatability Study Year 1 Technical Memorandum, Barker-Hughesville Mining District Superfund Site Cascade and Judith Basin Counties, Montana | BARKER HUGHESVILLE MINING DISTRICT | MT6122307485 | N/A | N/A | BCR2 | Data not provided | Biochemical reactor (BCR) with SAPS pre-treatment (BCR2) | Passive | Biochemical reactor (BCR) | Pre-treatment | Danny T adit water | Y | BCR with pre-treatment | Batteries used to run metering pump, slurry mixer, and timer switch | Remote central Montana, southeast of Great Falls/no constraints noted | Pilot | June - September 2013 | Lead | Pb, dissolved | µg/L | N | N/A |  |  |  | 122 | 1 U | 99.5902 | [6 empty] | Data not provided | Data not provided | Data not provided | Data not provided | Data not provided | Data not provided | Data not provided | Data not provided | > 99% | Influent | 2.8 | 2.19 | mg/L | 25.14 | °C | Data not provided | N/A | Data not provided | N/A | 492.7 | mV | 3394 | µS/cm | 26 | %DO | Data not provided | Data not provided | Data not provided | Data not provided | Data not provided | Data not provided | Data not provided | Data not provided | Data not provided | Data not provided | Data not provided | Data not provided | Substrate: sawdust, wood chips, compost, dairy manure and limestone chips. BCR substrate composition was modified due to a shortage of available manure and limestone. The shortage of manure and limestone may have had a negative impact on treatment effectiveness in the BCRs. | Consistent dissolved Pb reductions for BCR 2. The number of sampling dates was reduced, resulting in less info to determine long-term treatment effectiveness. | Total metals data set is limited to only two sampling events. All effluent values below the detection limit | U = under the detection limit.
Final Danny T Adit Treatability Study Year 1 Technical Memorandum, Barker-Hughesville Mining District Superfund Site Cascade and Judith Basin Counties, Montana | BARKER HUGHESVILLE MINING DISTRICT | MT6122307485 | N/A | N/A | BCR2 | Data not provided | Biochemical reactor (BCR) with SAPS pre-treatment (BCR2) | Passive | Biochemical reactor (BCR) | Pre-treatment | Danny T adit water | Y | BCR with pre-treatment | Batteries used to run metering pump, slurry mixer, and timer switch | Remote central Montana, southeast of Great Falls/no constraints noted | Pilot | June - September 2013 | Lead | Pb, total | µg/L | N | N/A | [6 empty] | 72 | 255 | 71.7647 |  |  |  | Data not provided | Data not provided | Data not provided | Data not provided | Data not provided | Data not provided | Data not provided | Data not provided |  | Effluent | 6.29 | 0.05 | mg/L | 20.2 | °C | Data not provided | N/A | Data not provided | N/A | -153.8 | mV | 4954 | µS/cm | None | N/A | Data not provided | Data not provided | Data not provided | Data not provided | Data not provided | Data not provided | Data not provided | Data not provided | Data not provided | Data not provided | Data not provided | Data not provided | Substrate: sawdust, wood chips, compost, dairy manure and limestone chips. BCR substrate composition was modified due to a shortage of available manure and limestone. The shortage of manure and limestone may have had a negative impact on treatment effectiveness in the BCRs. | Data not provided | Data not provided
Final Danny T Adit Treatability Study Year 1 Technical Memorandum, Barker-Hughesville Mining District Superfund Site Cascade and Judith Basin Counties, Montana | BARKER HUGHESVILLE MINING DISTRICT | MT6122307485 | N/A | N/A | BCR2 | Data not provided | Biochemical reactor (BCR) with SAPS pre-treatment (BCR2) | Passive | Biochemical reactor (BCR) | Pre-treatment | Danny T adit water | Y | BCR with pre-treatment | Batteries used to run metering pump, slurry mixer, and timer switch | Remote central Montana, southeast of Great Falls/no constraints noted | Pilot | June - September 2013 | Lead | Pb, dissolved | µg/L | N | N/A | [6 empty] | 1 U | 122–212 | 99.6 - 99.8 |  |  |  | Data not provided | Data not provided | Data not provided | Data not provided | Data not provided | Data not provided | Data not provided | Data not provided | > 99% | Effluent | 5.91–6.32 | 0.05–8.52 | mg/L | 14.75–21.15 | °C | Data not provided | N/A | Data not provided | N/A | (-)153.8–19.4 | mV | 2,019–4,954 | µS/cm | NA–92.1 | %DO | Data not provided | Data not provided | Data not provided | Data not provided | Data not provided | Data not provided | Data not provided | Data not provided | Data not provided | Data not provided | Data not provided | Data not provided | Substrate: sawdust, wood chips, compost, dairy manure and limestone chips. BCR substrate composition was modified due to a shortage of available manure and limestone. The shortage of manure and limestone may have had a negative impact on treatment effectiveness in the BCRs. | Consistent dissolved Pb reductions for BCR 2. The number of sampling dates was reduced, resulting in less info to determine long-term treatment effectiveness. | Total metals data set is limited to only two sampling events. All effluent values below the detection limit | U = under the detection limit. A range of values is shown to reflect multiple days with effluent under the detection limit.
Final Danny T Adit Treatability Study Year 1 Technical Memorandum, Barker-Hughesville Mining District Superfund Site Cascade and Judith Basin Counties, Montana | BARKER HUGHESVILLE MINING DISTRICT | MT6122307485 | N/A | N/A | BCR2 | Data not provided | Biochemical reactor (BCR) with SAPS pre-treatment (BCR2) | Passive | Biochemical reactor (BCR) | Pre-treatment | Danny T adit water | Y | BCR with pre-treatment | Batteries used to run metering pump, slurry mixer, and timer switch | Remote central Montana, southeast of Great Falls/no constraints noted | Pilot | June - September 2013 | Lead | Pb, total | µg/L | N | N/A | [9 empty] | 1 | 258 | 99.6124 | Data not provided | Data not provided | Data not provided | Data not provided | Data not provided | Data not provided | Data not provided | Data not provided |  | Effluent | 6.16 | 1.67 | mg/L | 17.67 | °C | Data not provided | N/A | Data not provided | N/A | -28 | mV | 2187 | µS/cm | 17.8 | %DO | Data not provided | Data not provided | Data not provided | Data not provided | Data not provided | Data not provided | Data not provided | Data not provided | Data not provided | Data not provided | Data not provided | Data not provided | Substrate: sawdust, wood chips, compost, dairy manure and limestone chips. BCR substrate composition was modified due to a shortage of available manure and limestone. The shortage of manure and limestone may have had a negative impact on treatment effectiveness in the BCRs. | Data not provided | Data not provided
Final Danny T Adit Treatability Study Year 1 Technical Memorandum, Barker-Hughesville Mining District Superfund Site Cascade and Judith Basin Counties, Montana | BARKER HUGHESVILLE MINING DISTRICT | MT6122307485 | N/A | N/A | BCR2 | Data not provided | Biochemical reactor (BCR) with SAPS pre-treatment (BCR2) | Passive | Biochemical reactor (BCR) | Pre-treatment | Danny T adit water | Y | BCR with pre-treatment | Batteries used to run metering pump, slurry mixer, and timer switch | Remote central Montana, southeast of Great Falls/no constraints noted | Pilot | June - September 2013 | Lead | Pb, dissolved | µg/L | N | N/A | [9 empty] | 1 U | 122–212 | 99.6 - 99.8 | Data not provided | Data not provided | Data not provided | Data not provided | Data not provided | Data not provided | Data not provided | Data not provided | > 99% | Effluent | 5.91–6.32 | 0.05–8.52 | mg/L | 14.75–21.15 | °C | Data not provided | N/A | Data not provided | N/A | (-)153.8–19.4 | mV | 2,019–4,954 | µS/cm | NA–92.1 | %DO | Data not provided | Data not provided | Data not provided | Data not provided | Data not provided | Data not provided | Data not provided | Data not provided | Data not provided | Data not provided | Data not provided | Data not provided | Substrate: sawdust, wood chips, compost, dairy manure and limestone chips. BCR substrate composition was modified due to a shortage of available manure and limestone. The shortage of manure and limestone may have had a negative impact on treatment effectiveness in the BCRs. | Consistent dissolved Pb reductions for BCR 2. The number of sampling dates was reduced, resulting in less info to determine long-term treatment effectiveness. | Total metals data set is limited to only two sampling events. All effluent values below the detection limit | U = under the detection limit. A range of values is shown to reflect multiple days with effluent under the detection limit.
Final Danny T Adit Treatability Study Year 1 Technical Memorandum, Barker-Hughesville Mining District Superfund Site Cascade and Judith Basin Counties, Montana | BARKER HUGHESVILLE MINING DISTRICT | MT6122307485 | N/A | N/A | BCR3 | Data not provided | Biochemical reactor (BCR) with CHIT pre-treatment (BCR3) | Passive | Biochemical reactor (BCR) | Pre-treatment | Danny T adit water | Y | BCR with pre-treatment | Batteries used to run metering pump, slurry mixer, and timer switch | Remote central Montana, southeast of Great Falls/no constraints noted | Pilot | June - September 2013 | Lead | Pb, total | µg/L | N | N/A | 258 | 3 | 98.8372 | [9 empty] | Data not provided | Data not provided | Data not provided | Data not provided | Data not provided | Data not provided | Data not provided | Data not provided |  | Influent | 2.85 | 2.41 | mg/L | 21.72 | °C | Data not provided | N/A | Data not provided | N/A | 382.6 | mV | 2404 | µS/cm | 27.1 | %DO | Data not provided | Data not provided | Data not provided | Data not provided | Data not provided | Data not provided | Data not provided | Data not provided | Data not provided | Data not provided | The Chitorem/BCR3 treatment provided the best overall treatment performance for both metal removal and sustaining sulfate reducing conditions. | Data not provided | Substrate: sawdust, wood chips, compost, dairy manure and limestone chips. BCR substrate composition was modified due to a shortage of available manure and limestone. The shortage of manure and limestone may have had a negative impact on treatment effectiveness in the BCRs. | Data not provided | Data not provided
Final Danny T Adit Treatability Study Year 1 Technical Memorandum, Barker-Hughesville Mining District Superfund Site Cascade and Judith Basin Counties, Montana | BARKER HUGHESVILLE MINING DISTRICT | MT6122307485 | N/A | N/A | BCR3 | Data not provided | Biochemical reactor (BCR) with CHIT pre-treatment (BCR3) | Passive | Biochemical reactor (BCR) | Pre-treatment | Danny T adit water | Y | BCR with pre-treatment | Batteries used to run metering pump, slurry mixer, and timer switch | Remote central Montana, southeast of Great Falls/no constraints noted | Pilot | June - September 2013 | Lead | Pb, dissolved | µg/L | N | N/A | 252 | 1 | 99.6032 | [9 empty] | Data not provided | Data not provided | Data not provided | Data not provided | Data not provided | Data not provided | Data not provided | Data not provided | > 99% | Influent | 2.81 | 6.48 | mg/L | 25 | °C | Data not provided | N/A | Data not provided | N/A | 490.9 | mV | 2267 | µS/cm | None | N/A | Data not provided | Data not provided | Data not provided | Data not provided | Data not provided | Data not provided | Y | Acute and chronic ambient water quality standards | Data not provided | Data not provided | The Chitorem/BCR3 treatment provided the best overall treatment performance for both metal removal and sustaining sulfate reducing conditions. | Data not provided | Substrate: sawdust, wood chips, compost, dairy manure and limestone chips. BCR substrate composition was modified due to a shortage of available manure and limestone. The shortage of manure and limestone may have had a negative impact on treatment effectiveness in the BCRs. | The number of sampling dates was reduced, resulting in less info to determine long-term treatment effectiveness. | Total metals data set is limited to only two sampling events.
Final Danny T Adit Treatability Study Year 1 Technical Memorandum, Barker-Hughesville Mining District Superfund Site Cascade and Judith Basin Counties, Montana | BARKER HUGHESVILLE MINING DISTRICT | MT6122307485 | N/A | N/A | BCR3 | Data not provided | Biochemical reactor (BCR) with CHIT pre-treatment (BCR3) | Passive | Biochemical reactor (BCR) | Pre-treatment | Danny T adit water | Y | BCR with pre-treatment | Batteries used to run metering pump, slurry mixer, and timer switch | Remote central Montana, southeast of Great Falls/no constraints noted | Pilot | June - September 2013 | Lead | Pb, total | µg/L | N | N/A |  |  |  | 255 | 74 | 70.9804 | [6 empty] | Data not provided | Data not provided | Data not provided | Data not provided | Data not provided | Data not provided | Data not provided | Data not provided |  | Influent | 2.81 | 6.48 | mg/L | 25 | °C | Data not provided | N/A | Data not provided | N/A | 490.9 | mV | 2267 | µS/cm | None | N/A | Data not provided | Data not provided | Data not provided | Data not provided | Data not provided | Data not provided | Data not provided | Data not provided | Data not provided | Data not provided | The Chitorem/BCR3 treatment provided the best overall treatment performance for both metal removal and sustaining sulfate reducing conditions. | Data not provided | Substrate: sawdust, wood chips, compost, dairy manure and limestone chips. BCR substrate composition was modified due to a shortage of available manure and limestone. The shortage of manure and limestone may have had a negative impact on treatment effectiveness in the BCRs. | Data not provided | Data not provided
Final Danny T Adit Treatability Study Year 1 Technical Memorandum, Barker-Hughesville Mining District Superfund Site Cascade and Judith Basin Counties, Montana | BARKER HUGHESVILLE MINING DISTRICT | MT6122307485 | N/A | N/A | BCR3 | Data not provided | Biochemical reactor (BCR) with CHIT pre-treatment (BCR3) | Passive | Biochemical reactor (BCR) | Pre-treatment | Danny T adit water | Y | BCR with pre-treatment | Batteries used to run metering pump, slurry mixer, and timer switch | Remote central Montana, southeast of Great Falls/no constraints noted | Pilot | June - September 2013 | Lead | Pb, dissolved | µg/L | N | N/A |  |  |  | 122 | 1 U | 99.5902 | [6 empty] | Data not provided | Data not provided | Data not provided | Data not provided | Data not provided | Data not provided | Data not provided | Data not provided | > 99% | Influent | 2.8 | 2.19 | mg/L | 25.14 | °C | Data not provided | N/A | Data not provided | N/A | 492.7 | mV | 3394 | µS/cm | 26 | %DO | Data not provided | Data not provided | Data not provided | Data not provided | Data not provided | Data not provided | Y | Acute and chronic ambient water quality standards | Data not provided | Data not provided | The Chitorem/BCR3 treatment provided the best overall treatment performance for both metal removal and sustaining sulfate reducing conditions. | Data not provided | Substrate: sawdust, wood chips, compost, dairy manure and limestone chips. BCR substrate composition was modified due to a shortage of available manure and limestone. The shortage of manure and limestone may have had a negative impact on treatment effectiveness in the BCRs. | The number of sampling dates was reduced, resulting in less info to determine long-term treatment effectiveness. | Total metals data set is limited to only two sampling events. All effluent values below the detection limit | U = under the detection limit.
Final Danny T Adit Treatability Study Year 1 Technical Memorandum, Barker-Hughesville Mining District Superfund Site Cascade and Judith Basin Counties, Montana | BARKER HUGHESVILLE MINING DISTRICT | MT6122307485 | N/A | N/A | BCR3 | Data not provided | Biochemical reactor (BCR) with CHIT pre-treatment (BCR3) | Passive | Biochemical reactor (BCR) | Pre-treatment | Danny T adit water | Y | BCR with pre-treatment | Batteries used to run metering pump, slurry mixer, and timer switch | Remote central Montana, southeast of Great Falls/no constraints noted | Pilot | June - September 2013 | Lead | Pb, total | µg/L | N | N/A | [6 empty] | 74 | 255 | 70.9804 |  |  |  | Data not provided | Data not provided | Data not provided | Data not provided | Data not provided | Data not provided | Data not provided | Data not provided |  | Effluent | 6.17 | 0.04 | mg/L | 19.65 | °C | Data not provided | N/A | Data not provided | N/A | -152.5 | mV | 8162 | µS/cm | None | N/A | Data not provided | Data not provided | Data not provided | Data not provided | Data not provided | Data not provided | Data not provided | Data not provided | Data not provided | Data not provided | The Chitorem/BCR3 treatment provided the best overall treatment performance for both metal removal and sustaining sulfate reducing conditions. | Data not provided | Substrate: sawdust, wood chips, compost, dairy manure and limestone chips. BCR substrate composition was modified due to a shortage of available manure and limestone. The shortage of manure and limestone may have had a negative impact on treatment effectiveness in the BCRs. | Data not provided | Data not provided
Final Danny T Adit Treatability Study Year 1 Technical Memorandum, Barker-Hughesville Mining District Superfund Site Cascade and Judith Basin Counties, Montana | BARKER HUGHESVILLE MINING DISTRICT | MT6122307485 | N/A | N/A | BCR3 | Data not provided | Biochemical reactor (BCR) with CHIT pre-treatment (BCR3) | Passive | Biochemical reactor (BCR) | Pre-treatment | Danny T adit water | Y | BCR with pre-treatment | Batteries used to run metering pump, slurry mixer, and timer switch | Remote central Montana, southeast of Great Falls/no constraints noted | Pilot | June - September 2013 | Lead | Pb, dissolved | µg/L | N | N/A | [6 empty] | 1 | 252 | 99.6032 |  |  |  | Data not provided | Data not provided | Data not provided | Data not provided | Data not provided | Data not provided | Data not provided | Data not provided | > 99% | Effluent | 6.17 | 0.04 | mg/L | 19.65 | °C | Data not provided | N/A | Data not provided | N/A | -152.5 | mV | 8162 | µS/cm | None | N/A | Data not provided | Data not provided | Data not provided | Data not provided | Data not provided | Data not provided | Y | Acute and chronic ambient water quality standards | Data not provided | Data not provided | The Chitorem/BCR3 treatment provided the best overall treatment performance for both metal removal and sustaining sulfate reducing conditions. | Data not provided | Substrate: sawdust, wood chips, compost, dairy manure and limestone chips. BCR substrate composition was modified due to a shortage of available manure and limestone. The shortage of manure and limestone may have had a negative impact on treatment effectiveness in the BCRs. | The number of sampling dates was reduced, resulting in less info to determine long-term treatment effectiveness. | Total metals data set is limited to only two sampling events.
Final Danny T Adit Treatability Study Year 1 Technical Memorandum, Barker-Hughesville Mining District Superfund Site Cascade and Judith Basin Counties, Montana | BARKER HUGHESVILLE MINING DISTRICT | MT6122307485 | N/A | N/A | BCR3 | Data not provided | Biochemical reactor (BCR) with CHIT pre-treatment (BCR3) | Passive | Biochemical reactor (BCR) | Pre-treatment | Danny T adit water | Y | BCR with pre-treatment | Batteries used to run metering pump, slurry mixer, and timer switch | Remote central Montana, southeast of Great Falls/no constraints noted | Pilot | June - September 2013 | Lead | Pb, total | µg/L | N | N/A | [9 empty] | 3 | 258 | 98.8372 | Data not provided | Data not provided | Data not provided | Data not provided | Data not provided | Data not provided | Data not provided | Data not provided |  | Effluent | 6.17 | 4.34 | mg/L | 17.84 | °C | Data not provided | N/A | Data not provided | N/A | -274.4 | mV | 5154 | µS/cm | 46.4 | %DO | Data not provided | Data not provided | Data not provided | Data not provided | Data not provided | Data not provided | Data not provided | Data not provided | Data not provided | Data not provided | The Chitorem/BCR3 treatment provided the best overall treatment performance for both metal removal and sustaining sulfate reducing conditions. | Data not provided | Substrate: sawdust, wood chips, compost, dairy manure and limestone chips. BCR substrate composition was modified due to a shortage of available manure and limestone. The shortage of manure and limestone may have had a negative impact on treatment effectiveness in the BCRs. | Data not provided | Data not provided
Final Danny T Adit Treatability Study Year 1 Technical Memorandum, Barker-Hughesville Mining District Superfund Site Cascade and Judith Basin Counties, Montana | BARKER HUGHESVILLE MINING DISTRICT | MT6122307485 | N/A | N/A | BCR3 | Data not provided | Biochemical reactor (BCR) with CHIT pre-treatment (BCR3) | Passive | Biochemical reactor (BCR) | Pre-treatment | Danny T adit water | Y | BCR with pre-treatment | Batteries used to run metering pump, slurry mixer, and timer switch | Remote central Montana, southeast of Great Falls/no constraints noted | Pilot | June - September 2013 | Lead | Pb, dissolved | µg/L | N | N/A | [9 empty] | 1 U | 122–212 | 99.6 - 99.8 | Data not provided | Data not provided | Data not provided | Data not provided | Data not provided | Data not provided | Data not provided | Data not provided | > 99% | Effluent | 6.17–6.81 | 0.10–4.34 | mg/L | 14.5–21.09 | °C | Data not provided | N/A | Data not provided | N/A | (-)325.7–(-)247.5 | mV | 5,154–7,172 | µS/cm | NA–46.4 | %DO | Data not provided | Data not provided | Data not provided | Data not provided | Data not provided | Data not provided | Y | Acute and chronic ambient water quality standards | Data not provided | Data not provided | The Chitorem/BCR3 treatment provided the best overall treatment performance for both metal removal and sustaining sulfate reducing conditions. | Data not provided | Substrate: sawdust, wood chips, compost, dairy manure and limestone chips. BCR substrate composition was modified due to a shortage of available manure and limestone. The shortage of manure and limestone may have had a negative impact on treatment effectiveness in the BCRs. | The number of sampling dates was reduced, resulting in less info to determine long-term treatment effectiveness. | Total metals data set is limited to only two sampling events. | U = under the detection limit. A range of values is shown to reflect multiple days with effluent under the detection limit.
Final Danny T Adit Treatability Study Year 1 Technical Memorandum, Barker-Hughesville Mining District Superfund Site Cascade and Judith Basin Counties, Montana | BARKER HUGHESVILLE MINING DISTRICT | MT6122307485 | N/A | N/A | BCR4 | Data not provided | Biochemical reactor (BCR) with Mg(OH)2 pre-treatment (BCR4) | Passive | Biochemical reactor (BCR) | Pre-treatment | Danny T adit water | Y | BCR with pre-treatment | Batteries used to run metering pump, slurry mixer, and timer switch | Remote central Montana, southeast of Great Falls/no constraints noted | Pilot | June - September 2013 | Lead | Pb, total | µg/L | N | N/A | 258 | 1 U | 99.8062 | [9 empty] | Data not provided | Data not provided | Data not provided | Data not provided | Data not provided | Data not provided | Data not provided | Data not provided |  | Influent | 2.85 | 2.41 | mg/L | 21.72 | °C | Data not provided | N/A | Data not provided | N/A | 382.6 | mV | 2404 | µS/cm | 27.1 | %DO | Data not provided | Data not provided | Data not provided | Data not provided | Data not provided | Data not provided | Data not provided | Data not provided | Data not provided | Data not provided | Data not provided | Data not provided | Substrate: sawdust, wood chips, compost, dairy manure and limestone chips. BCR substrate composition was modified due to a shortage of available manure and limestone. The shortage of manure and limestone may have had a negative impact on treatment effectiveness in the BCRs. | Data not provided | Data not provided | U = under the detection limit.
Final Danny T Adit Treatability Study Year 1 Technical Memorandum, Barker-Hughesville Mining District Superfund Site Cascade and Judith Basin Counties, Montana | BARKER HUGHESVILLE MINING DISTRICT | MT6122307485 | N/A | N/A | BCR4 | Data not provided | Biochemical reactor (BCR) with Mg(OH)2 pre-treatment (BCR4) | Passive | Biochemical reactor (BCR) | Pre-treatment | Danny T adit water | Y | BCR with pre-treatment | Batteries used to run metering pump, slurry mixer, and timer switch | Remote central Montana, southeast of Great Falls/no constraints noted | Pilot | June - September 2013 | Lead | Pb, dissolved | µg/L | N | N/A | 252 | 1 U | 99.8016 | [9 empty] | Data not provided | Data not provided | Data not provided | Data not provided | Data not provided | Data not provided | Data not provided | Data not provided | > 99% | Influent | 2.81 | 6.48 | mg/L | 25 | °C | Data not provided | N/A | Data not provided | N/A | 490.9 | mV | 2267 | µS/cm | None | N/A | Data not provided | Data not provided | Data not provided | Data not provided | Data not provided | Data not provided | Y | Acute and chronic ambient water quality standards | Data not provided | Data not provided | Data not provided | Data not provided | Substrate: sawdust, wood chips, compost, dairy manure and limestone chips. BCR substrate composition was modified due to a shortage of available manure and limestone. The shortage of manure and limestone may have had a negative impact on treatment effectiveness in the BCRs. | The number of sampling dates was reduced, resulting in less info to determine long-term treatment effectiveness. | Total metals data set is limited to only two sampling events. All effluent values below the detection limit | U = under the detection limit.
Final Danny T Adit Treatability Study Year 1 Technical Memorandum, Barker-Hughesville Mining District Superfund Site Cascade and Judith Basin Counties, Montana | BARKER HUGHESVILLE MINING DISTRICT | MT6122307485 | N/A | N/A | BCR4 | Data not provided | Biochemical reactor (BCR) with Mg(OH)2 pre-treatment (BCR4) | Passive | Biochemical reactor (BCR) | Pre-treatment | Danny T adit water | Y | BCR with pre-treatment | Batteries used to run metering pump, slurry mixer, and timer switch | Remote central Montana, southeast of Great Falls/no constraints noted | Pilot | June - September 2013 | Lead | Pb, total | µg/L | N | N/A |  |  |  | 255 | 84 | 67.0588 | [6 empty] | Data not provided | Data not provided | Data not provided | Data not provided | Data not provided | Data not provided | Data not provided | Data not provided |  | Influent | 2.81 | 6.48 | mg/L | 25 | °C | Data not provided | N/A | Data not provided | N/A | 490.9 | mV | 2267 | µS/cm | None | N/A | Data not provided | Data not provided | Data not provided | Data not provided | Data not provided | Data not provided | Data not provided | Data not provided | Data not provided | Data not provided | Data not provided | Data not provided | Substrate: sawdust, wood chips, compost, dairy manure and limestone chips. BCR substrate composition was modified due to a shortage of available manure and limestone. The shortage of manure and limestone may have had a negative impact on treatment effectiveness in the BCRs. | Data not provided | Data not provided
Final Danny T Adit Treatability Study Year 1 Technical Memorandum, Barker-Hughesville Mining District Superfund Site Cascade and Judith Basin Counties, Montana | BARKER HUGHESVILLE MINING DISTRICT | MT6122307485 | N/A | N/A | BCR4 | Data not provided | Biochemical reactor (BCR) with Mg(OH)2 pre-treatment (BCR4) | Passive | Biochemical reactor (BCR) | Pre-treatment | Danny T adit water | Y | BCR with pre-treatment | Batteries used to run metering pump, slurry mixer, and timer switch | Remote central Montana, southeast of Great Falls/no constraints noted | Pilot | June - September 2013 | Lead | Pb, dissolved | µg/L | N | N/A |  |  |  | 122 | 1 U | 99.5902 | [6 empty] | Data not provided | Data not provided | Data not provided | Data not provided | Data not provided | Data not provided | Data not provided | Data not provided | > 99% | Influent | 2.8 | 2.19 | mg/L | 25.14 | °C | Data not provided | N/A | Data not provided | N/A | 492.7 | mV | 3394 | µS/cm | 26 | %DO | Data not provided | Data not provided | Data not provided | Data not provided | Data not provided | Data not provided | Y | Acute and chronic ambient water quality standards | Data not provided | Data not provided | Data not provided | Data not provided | Substrate: sawdust, wood chips, compost, dairy manure and limestone chips. BCR substrate composition was modified due to a shortage of available manure and limestone. The shortage of manure and limestone may have had a negative impact on treatment effectiveness in the BCRs. | The number of sampling dates was reduced, resulting in less info to determine long-term treatment effectiveness. | Total metals data set is limited to only two sampling events. All effluent values below the detection limit | U = under the detection limit.
Final Danny T Adit Treatability Study Year 1 Technical Memorandum, Barker-Hughesville Mining District Superfund Site Cascade and Judith Basin Counties, Montana | BARKER HUGHESVILLE MINING DISTRICT | MT6122307485 | N/A | N/A | BCR4 | Data not provided | Biochemical reactor (BCR) with Mg(OH)2 pre-treatment (BCR4) | Passive | Biochemical reactor (BCR) | Pre-treatment | Danny T adit water | Y | BCR with pre-treatment | Batteries used to run metering pump, slurry mixer, and timer switch | Remote central Montana, southeast of Great Falls/no constraints noted | Pilot | June - September 2013 | Lead | Pb, total | µg/L | N | N/A | [6 empty] | 84 | 255 | 67.0588 |  |  |  | Data not provided | Data not provided | Data not provided | Data not provided | Data not provided | Data not provided | Data not provided | Data not provided |  | Effluent | 6.25 | 0.02 | mg/L | 20.16 | °C | Data not provided | N/A | Data not provided | N/A | -144.8 | mV | 4001 | µS/cm | None | N/A | Data not provided | Data not provided | Data not provided | Data not provided | Data not provided | Data not provided | Data not provided | Data not provided | Data not provided | Data not provided | Data not provided | Data not provided | Substrate: sawdust, wood chips, compost, dairy manure and limestone chips. BCR substrate composition was modified due to a shortage of available manure and limestone. The shortage of manure and limestone may have had a negative impact on treatment effectiveness in the BCRs. | Data not provided | Data not provided
Final Danny T Adit Treatability Study Year 1 Technical Memorandum, Barker-Hughesville Mining District Superfund Site Cascade and Judith Basin Counties, Montana | BARKER HUGHESVILLE MINING DISTRICT | MT6122307485 | N/A | N/A | BCR4 | Data not provided | Biochemical reactor (BCR) with Mg(OH)2 pre-treatment (BCR4) | Passive | Biochemical reactor (BCR) | Pre-treatment | Danny T adit water | Y | BCR with pre-treatment | Batteries used to run metering pump, slurry mixer, and timer switch | Remote central Montana, southeast of Great Falls/no constraints noted | Pilot | June - September 2013 | Lead | Pb, dissolved | µg/L | N | N/A | [6 empty] | 1 U | 122–252 | 99.6 - 99.8 |  |  |  | Data not provided | Data not provided | Data not provided | Data not provided | Data not provided | Data not provided | Data not provided | Data not provided | > 99% | Effluent | 6.25–7.02 | 0.02–4.35 | mg/L | 16.88–20.33 | °C | Data not provided | N/A | Data not provided | N/A | (-)169.1–(-)30.2 | mV | 1,101–4,001 | µS/cm | NA–45.8 | %DO | Data not provided | Data not provided | Data not provided | Data not provided | Data not provided | Data not provided | Y | Acute and chronic ambient water quality standards | Data not provided | Data not provided | Data not provided | Data not provided | Substrate: sawdust, wood chips, compost, dairy manure and limestone chips. BCR substrate composition was modified due to a shortage of available manure and limestone. The shortage of manure and limestone may have had a negative impact on treatment effectiveness in the BCRs. | The number of sampling dates was reduced, resulting in less info to determine long-term treatment effectiveness. | Total metals data set is limited to only two sampling events. All effluent values below the detection limit | U = under the detection limit. A range of values is shown to reflect multiple days with effluent under the detection limit.
Final Danny T Adit Treatability Study Year 1 Technical Memorandum, Barker-Hughesville Mining District Superfund Site Cascade and Judith Basin Counties, Montana | BARKER HUGHESVILLE MINING DISTRICT | MT6122307485 | N/A | N/A | BCR4 | Data not provided | Biochemical reactor (BCR) with Mg(OH)2 pre-treatment (BCR4) | Passive | Biochemical reactor (BCR) | Pre-treatment | Danny T adit water | Y | BCR with pre-treatment | Batteries used to run metering pump, slurry mixer, and timer switch | Remote central Montana, southeast of Great Falls/no constraints noted | Pilot | June - September 2013 | Lead | Pb, total | µg/L | N | N/A | [9 empty] | 1 U | 258 | 99.8062 | Data not provided | Data not provided | Data not provided | Data not provided | Data not provided | Data not provided | Data not provided | Data not provided |  | Effluent | 6.36 | 2.47 | mg/L | 17.95 | °C | Data not provided | N/A | Data not provided | N/A | -30.2 | mV | 1101 | µS/cm | 26.3 | %DO | Data not provided | Data not provided | Data not provided | Data not provided | Data not provided | Data not provided | Data not provided | Data not provided | Data not provided | Data not provided | Data not provided | Data not provided | Substrate: sawdust, wood chips, compost, dairy manure and limestone chips. BCR substrate composition was modified due to a shortage of available manure and limestone. The shortage of manure and limestone may have had a negative impact on treatment effectiveness in the BCRs. | Data not provided | Data not provided | U = under the detection limit.
Final Danny T Adit Treatability Study Year 1 Technical Memorandum, Barker-Hughesville Mining District Superfund Site Cascade and Judith Basin Counties, Montana | BARKER HUGHESVILLE MINING DISTRICT | MT6122307485 | N/A | N/A | BCR4 | Data not provided | Biochemical reactor (BCR) with Mg(OH)2 pre-treatment (BCR4) | Passive | Biochemical reactor (BCR) | Pre-treatment | Danny T adit water | Y | BCR with pre-treatment | Batteries used to run metering pump, slurry mixer, and timer switch | Remote central Montana, southeast of Great Falls/no constraints noted | Pilot | June - September 2013 | Lead | Pb, dissolved | µg/L | N | N/A | [9 empty] | 1 U | 122–252 | 99.6 - 99.8 | Data not provided | Data not provided | Data not provided | Data not provided | Data not provided | Data not provided | Data not provided | Data not provided | > 99% | Effluent | 6.25–7.02 | 0.02–4.35 | mg/L | 16.88–20.33 | °C | Data not provided | N/A | Data not provided | N/A | (-)169.1–(-)30.2 | mV | 1,101–4,001 | µS/cm | NA–45.8 | %DO | Data not provided | Data not provided | Data not provided | Data not provided | Data not provided | Data not provided | Y | Acute and chronic ambient water quality standards | Data not provided | Data not provided | Data not provided | Data not provided | Substrate: sawdust, wood chips, compost, dairy manure and limestone chips. BCR substrate composition was modified due to a shortage of available manure and limestone. The shortage of manure and limestone may have had a negative impact on treatment effectiveness in the BCRs. | The number of sampling dates was reduced, resulting in less info to determine long-term treatment effectiveness. | Total metals data set is limited to only two sampling events. All effluent values below the detection limit | U = under the detection limit. A range of values is shown to reflect multiple days with effluent under the detection limit.
Final Danny T Adit Treatability Study Year 1 Technical Memorandum, Barker-Hughesville Mining District Superfund Site Cascade and Judith Basin Counties, Montana | BARKER HUGHESVILLE MINING DISTRICT | MT6122307485 | N/A | N/A | CHIT | Data not provided | Chitorem pre-treatment (CHIT) | Passive | Chitorem® | Pre-treatment | Danny T adit water | Y | Pre-treatment | Batteries used to run metering pump, slurry mixer, and timer switch | Remote central Montana, southeast of Great Falls/no constraints noted | Pilot | June - September 2013 | Lead | Pb, total | µg/L | N | N/A | 258 | 2 | 99.2248 | [9 empty] | Data not provided | Data not provided | Data not provided | Data not provided | Data not provided | Data not provided | Data not provided | Data not provided |  | Influent | 2.85 | 2.41 | mg/L | 21.72 | °C | Data not provided | N/A | Data not provided | N/A | 382.6 | mV | 2404 | µS/cm | 27.1 | %DO | Data not provided | Data not provided | Data not provided | Data not provided | Data not provided | Data not provided | Data not provided | Data not provided | Data not provided | Data not provided | The Chitorem/BCR3 treatment provided the best overall treatment performance for both metal removal and sustaining sulfate reducing conditions. | Data not provided | Chitorem is a proprietary material that contains calcium carbonate, protein, and chitin (crab shell). Also contains its own bacteria - material breaks down and produces carbonates (adds alkalinity). | The Chitorem substrate composition was modified by adding pea gravel to increase permeability. | Data not provided
Final Danny T Adit Treatability Study Year 1 Technical Memorandum, Barker-Hughesville Mining District Superfund Site Cascade and Judith Basin Counties, Montana | BARKER HUGHESVILLE MINING DISTRICT | MT6122307485 | N/A | N/A | CHIT | Data not provided | Chitorem pre-treatment (CHIT) | Passive | Chitorem® | Pre-treatment | Danny T adit water | Y | Pre-treatment | Batteries used to run metering pump, slurry mixer, and timer switch | Remote central Montana, southeast of Great Falls/no constraints noted | Pilot | June - September 2013 | Lead | Pb, dissolved | µg/L | N | N/A | 252 | 7 | 97.2222 | [9 empty] | Data not provided | Data not provided | Data not provided | Data not provided | Data not provided | Data not provided | Data not provided | Data not provided |  | Influent | 2.81 | 6.48 | mg/L | 25 | °C | Data not provided | N/A | Data not provided | N/A | 490.9 | mV | 2267 | µS/cm | None | N/A | Data not provided | Data not provided | Data not provided | Data not provided | Data not provided | Data not provided | Data not provided | Data not provided | Data not provided | Data not provided | The Chitorem/BCR3 treatment provided the best overall treatment performance for both metal removal and sustaining sulfate reducing conditions. | Data not provided | Chitorem is a proprietary material that contains calcium carbonate, protein, and chitin (crab shell). Also contains its own bacteria - material breaks down and produces carbonates (adds alkalinity). | The Chitorem substrate composition was modified by adding pea gravel to increase permeability. The number of sampling dates was reduced, resulting in less info to determine long-term treatment effectiveness. | Total metals data set is limited to only two sampling events.
Final Danny T Adit Treatability Study Year 1 Technical Memorandum, Barker-Hughesville Mining District Superfund Site Cascade and Judith Basin Counties, Montana | BARKER HUGHESVILLE MINING DISTRICT | MT6122307485 | N/A | N/A | CHIT | Data not provided | Chitorem pre-treatment (CHIT) | Passive | Chitorem® | Pre-treatment | Danny T adit water | Y | Pre-treatment | Batteries used to run metering pump, slurry mixer, and timer switch | Remote central Montana, southeast of Great Falls/no constraints noted | Pilot | June - September 2013 | Lead | Pb, total | µg/L | N | N/A |  |  |  | 255 | 11 | 95.6863 | [6 empty] | Data not provided | Data not provided | Data not provided | Data not provided | Data not provided | Data not provided | Data not provided | Data not provided |  | Influent | 2.81 | 6.48 | mg/L | 25 | °C | Data not provided | N/A | Data not provided | N/A | 490.9 | mV | 2267 | µS/cm | None | N/A | Data not provided | Data not provided | Data not provided | Data not provided | Data not provided | Data not provided | Data not provided | Data not provided | Data not provided | Data not provided | The Chitorem/BCR3 treatment provided the best overall treatment performance for both metal removal and sustaining sulfate reducing conditions. | Data not provided | Chitorem is a proprietary material that contains calcium carbonate, protein, and chitin (crab shell). Also contains its own bacteria - material breaks down and produces carbonates (adds alkalinity). | The Chitorem substrate composition was modified by adding pea gravel to increase permeability. | Data not provided
Final Danny T Adit Treatability Study Year 1 Technical Memorandum, Barker-Hughesville Mining District Superfund Site Cascade and Judith Basin Counties, Montana | BARKER HUGHESVILLE MINING DISTRICT | MT6122307485 | N/A | N/A | CHIT | Data not provided | Chitorem pre-treatment (CHIT) | Passive | Chitorem® | Pre-treatment | Danny T adit water | Y | Pre-treatment | Batteries used to run metering pump, slurry mixer, and timer switch | Remote central Montana, southeast of Great Falls/no constraints noted | Pilot | June - September 2013 | Lead | Pb, dissolved | µg/L | N | N/A |  |  |  | 122 | 1 U | 99.5902 | [6 empty] | Data not provided | Data not provided | Data not provided | Data not provided | Data not provided | Data not provided | Data not provided | Data not provided |  | Influent | 2.8 | 2.19 | mg/L | 25.14 | °C | Data not provided | N/A | Data not provided | N/A | 492.7 | mV | 3394 | µS/cm | 26 | %DO | Data not provided | Data not provided | Data not provided | Data not provided | Data not provided | Data not provided | Data not provided | Data not provided | Data not provided | Data not provided | The Chitorem/BCR3 treatment provided the best overall treatment performance for both metal removal and sustaining sulfate reducing conditions. | Data not provided | Chitorem is a proprietary material that contains calcium carbonate, protein, and chitin (crab shell). Also contains its own bacteria - material breaks down and produces carbonates (adds alkalinity). | The Chitorem substrate composition was modified by adding pea gravel to increase permeability. The number of sampling dates was reduced, resulting in less info to determine long-term treatment effectiveness. | Total metals data set is limited to only two sampling events. | U = under the detection limit.
Final Danny T Adit Treatability Study Year 1 Technical Memorandum, Barker-Hughesville Mining District Superfund Site Cascade and Judith Basin Counties, Montana | BARKER HUGHESVILLE MINING DISTRICT | MT6122307485 | N/A | N/A | CHIT | Data not provided | Chitorem pre-treatment (CHIT) | Passive | Chitorem® | Pre-treatment | Danny T adit water | Y | Pre-treatment | Batteries used to run metering pump, slurry mixer, and timer switch | Remote central Montana, southeast of Great Falls/no constraints noted | Pilot | June - September 2013 | Lead | Pb, total | µg/L | N | N/A | [6 empty] | 11 | 255 | 95.6863 |  |  |  | Data not provided | Data not provided | Data not provided | Data not provided | Data not provided | Data not provided | Data not provided | Data not provided |  | Effluent | 6.65 | 0.05 | mg/L | 21.52 | °C | Data not provided | N/A | Data not provided | N/A | -206.8 | mV | 60571 | µS/cm | None | N/A | Data not provided | Data not provided | Data not provided | Data not provided | Data not provided | Data not provided | Data not provided | Data not provided | Data not provided | Data not provided | The Chitorem/BCR3 treatment provided the best overall treatment performance for both metal removal and sustaining sulfate reducing conditions. | Data not provided | Chitorem is a proprietary material that contains calcium carbonate, protein, and chitin (crab shell). Also contains its own bacteria - material breaks down and produces carbonates (adds alkalinity). | The Chitorem substrate composition was modified by adding pea gravel to increase permeability. | Data not provided
Final Danny T Adit Treatability Study Year 1 Technical Memorandum, Barker-Hughesville Mining District Superfund Site Cascade and Judith Basin Counties, Montana | BARKER HUGHESVILLE MINING DISTRICT | MT6122307485 | N/A | N/A | CHIT | Data not provided | Chitorem pre-treatment (CHIT) | Passive | Chitorem® | Pre-treatment | Danny T adit water | Y | Pre-treatment | Batteries used to run metering pump, slurry mixer, and timer switch | Remote central Montana, southeast of Great Falls/no constraints noted | Pilot | June - September 2013 | Lead | Pb, dissolved | µg/L | N | N/A | [6 empty] | 7 | 252 | 97.2222 |  |  |  | Data not provided | Data not provided | Data not provided | Data not provided | Data not provided | Data not provided | Data not provided | Data not provided |  | Effluent | 6.65 | 0.05 | mg/L | 21.52 | °C | Data not provided | N/A | Data not provided | N/A | -206.8 | mV | 60571 | µS/cm | None | N/A | Data not provided | Data not provided | Data not provided | Data not provided | Data not provided | Data not provided | Data not provided | Data not provided | Data not provided | Data not provided | The Chitorem/BCR3 treatment provided the best overall treatment performance for both metal removal and sustaining sulfate reducing conditions. | Data not provided | Chitorem is a proprietary material that contains calcium carbonate, protein, and chitin (crab shell). Also contains its own bacteria - material breaks down and produces carbonates (adds alkalinity). | The Chitorem substrate composition was modified by adding pea gravel to increase permeability. The number of sampling dates was reduced, resulting in less info to determine long-term treatment effectiveness. | Total metals data set is limited to only two sampling events.
Final Danny T Adit Treatability Study Year 1 Technical Memorandum, Barker-Hughesville Mining District Superfund Site Cascade and Judith Basin Counties, Montana | BARKER HUGHESVILLE MINING DISTRICT | MT6122307485 | N/A | N/A | CHIT | Data not provided | Chitorem pre-treatment (CHIT) | Passive | Chitorem® | Pre-treatment | Danny T adit water | Y | Pre-treatment | Batteries used to run metering pump, slurry mixer, and timer switch | Remote central Montana, southeast of Great Falls/no constraints noted | Pilot | June - September 2013 | Lead | Pb, total | µg/L | N | N/A | [9 empty] | 2 | 258 | 99.2248 | Data not provided | Data not provided | Data not provided | Data not provided | Data not provided | Data not provided | Data not provided | Data not provided |  | Effluent | 6.07 | 3.08 | mg/L | 16.95 | °C | Data not provided | N/A | Data not provided | N/A | -184.7 | mV | 2941 | µS/cm | 31.9 | %DO | Data not provided | Data not provided | Data not provided | Data not provided | Data not provided | Data not provided | Data not provided | Data not provided | Data not provided | Data not provided | The Chitorem/BCR3 treatment provided the best overall treatment performance for both metal removal and sustaining sulfate reducing conditions. | Data not provided | Chitorem is a proprietary material that contains calcium carbonate, protein, and chitin (crab shell). Also contains its own bacteria - material breaks down and produces carbonates (adds alkalinity). | The Chitorem substrate composition was modified by adding pea gravel to increase permeability. | Data not provided
Final Danny T Adit Treatability Study Year 1 Technical Memorandum, Barker-Hughesville Mining District Superfund Site Cascade and Judith Basin Counties, Montana | BARKER HUGHESVILLE MINING DISTRICT | MT6122307485 | N/A | N/A | CHIT | Data not provided | Chitorem pre-treatment (CHIT) | Passive | Chitorem® | Pre-treatment | Danny T adit water | Y | Pre-treatment | Batteries used to run metering pump, slurry mixer, and timer switch | Remote central Montana, southeast of Great Falls/no constraints noted | Pilot | June - September 2013 | Lead | Pb, dissolved | µg/L | N | N/A | [9 empty] | 1 U | 122–212 | 99.6 - 99.8 | Data not provided | Data not provided | Data not provided | Data not provided | Data not provided | Data not provided | Data not provided | Data not provided |  | Effluent | 6.07–6.83 | 0.25–3.94 | mg/L | 13.52–21.12 | °C | Data not provided | N/A | Data not provided | N/A | (-)249.8–(-)57.3 | mV | 2,941–8,956 | µS/cm | NA–46.4 | %DO | Data not provided | Data not provided | Data not provided | Data not provided | Data not provided | Data not provided | Data not provided | Data not provided | Data not provided | Data not provided | The Chitorem/BCR3 treatment provided the best overall treatment performance for both metal removal and sustaining sulfate reducing conditions. | Data not provided | Chitorem is a proprietary material that contains calcium carbonate, protein, and chitin (crab shell). Also contains its own bacteria - material breaks down and produces carbonates (adds alkalinity). | The Chitorem substrate composition was modified by adding pea gravel to increase permeability. The number of sampling dates was reduced, resulting in less info to determine long-term treatment effectiveness. | Total metals data set is limited to only two sampling events. | U = under the detection limit. A range of values is shown to reflect multiple days with effluent below the detection limit.
Final Danny T Adit Treatability Study Year 1 Technical Memorandum, Barker-Hughesville Mining District Superfund Site Cascade and Judith Basin Counties, Montana | BARKER HUGHESVILLE MINING DISTRICT | MT6122307485 | N/A | N/A | MGOH | Data not provided | Alkaline Addition pre-treatment - Mg(OH)2 | Passive | Magnesium hydroxide Mg(OH)2 | Pre-treatment | Danny T adit water | Y | Pre-treatment | Batteries used to run metering pump, slurry mixer, and timer switch | Remote central Montana, southeast of Great Falls/no constraints noted | Pilot | June - September 2013 | Lead | Pb, total | µg/L | N | N/A | 258 | 58 | 77.5194 | [9 empty] | Data not provided | Data not provided | Data not provided | Data not provided | Data not provided | Data not provided | Data not provided | Data not provided |  | Influent | 2.85 | 2.41 | mg/L | 21.72 | °C | Data not provided | N/A | Data not provided | N/A | 382.6 | mV | 2404 | µS/cm | 27.1 | %DO | Data not provided | Data not provided | Data not provided | Data not provided | Data not provided | Data not provided | Data not provided | Data not provided | Data not provided | Data not provided | Data not provided | Data not provided | Alkaline addition using a magnesium hydroxide (Mg(OH)2) solution. | Data not provided | Data not provided
Final Danny T Adit Treatability Study Year 1 Technical Memorandum, Barker-Hughesville Mining District Superfund Site Cascade and Judith Basin Counties, Montana | BARKER HUGHESVILLE MINING DISTRICT | MT6122307485 | N/A | N/A | MGOH | Data not provided | Alkaline Addition pre-treatment - Mg(OH)2 | Passive | Magnesium hydroxide Mg(OH)2 | Pre-treatment | Danny T adit water | Y | Pre-treatment | Batteries used to run metering pump, slurry mixer, and timer switch | Remote central Montana, southeast of Great Falls/no constraints noted | Pilot | June - September 2013 | Lead | Pb, dissolved | µg/L | N | N/A | 252 | 1 U | 99.8016 | [9 empty] | Data not provided | Data not provided | Data not provided | Data not provided | Data not provided | Data not provided | Data not provided | Data not provided |  | Influent | 2.81 | 6.48 | mg/L | 25 | °C | Data not provided | N/A | Data not provided | N/A | 490.9 | mV | 2267 | µS/cm | None | N/A | Data not provided | Data not provided | Data not provided | Data not provided | Data not provided | Data not provided | Data not provided | Data not provided | Data not provided | Data not provided | Data not provided | Data not provided | Alkaline addition using a magnesium hydroxide (Mg(OH)2) solution. | The number of sampling dates was reduced, resulting in less info to determine long-term treatment effectiveness. | Total metals data set is limited to only two sampling events. | U = under the detection limit.
Final Danny T Adit Treatability Study Year 1 Technical Memorandum, Barker-Hughesville Mining District Superfund Site Cascade and Judith Basin Counties, Montana | BARKER HUGHESVILLE MINING DISTRICT | MT6122307485 | N/A | N/A | MGOH | Data not provided | Alkaline Addition pre-treatment - Mg(OH)2 | Passive | Magnesium hydroxide Mg(OH)2 | Pre-treatment | Danny T adit water | Y | Pre-treatment | Batteries used to run metering pump, slurry mixer, and timer switch | Remote central Montana, southeast of Great Falls/no constraints noted | Pilot | June - September 2013 | Lead | Pb, total | µg/L | N | N/A |  |  |  | 255 | 20 | 92.1569 | [6 empty] | Data not provided | Data not provided | Data not provided | Data not provided | Data not provided | Data not provided | Data not provided | Data not provided |  | Influent | 2.81 | 6.48 | mg/L | 25 | °C | Data not provided | N/A | Data not provided | N/A | 490.9 | mV | 2267 | µS/cm | None | N/A | Data not provided | Data not provided | Data not provided | Data not provided | Data not provided | Data not provided | Data not provided | Data not provided | Data not provided | Data not provided | Data not provided | Data not provided | Alkaline addition using a magnesium hydroxide (Mg(OH)2) solution. | Data not provided | Data not provided
Final Danny T Adit Treatability Study Year 1 Technical Memorandum, Barker-Hughesville Mining District Superfund Site Cascade and Judith Basin Counties, Montana | BARKER HUGHESVILLE MINING DISTRICT | MT6122307485 | N/A | N/A | MGOH | Data not provided | Alkaline Addition pre-treatment - Mg(OH)2 | Passive | Magnesium hydroxide Mg(OH)2 | Pre-treatment | Danny T adit water | Y | Pre-treatment | Batteries used to run metering pump, slurry mixer, and timer switch | Remote central Montana, southeast of Great Falls/no constraints noted | Pilot | June - September 2013 | Lead | Pb, dissolved | µg/L | N | N/A |  |  |  | 122 | 52 | 57.377 | [6 empty] | Data not provided | Data not provided | Data not provided | Data not provided | Data not provided | Data not provided | Data not provided | Data not provided |  | Influent | 2.8 | 2.19 | mg/L | 25.14 | °C | Data not provided | N/A | Data not provided | N/A | 492.7 | mV | 3394 | µS/cm | 26 | %DO | Data not provided | Data not provided | Data not provided | Data not provided | Data not provided | Data not provided | Data not provided | Data not provided | Data not provided | Data not provided | Data not provided | Data not provided | Alkaline addition using a magnesium hydroxide (Mg(OH)2) solution. | The number of sampling dates was reduced, resulting in less info to determine long-term treatment effectiveness. | Total metals data set is limited to only two sampling events.
Final Danny T Adit Treatability Study Year 1 Technical Memorandum, Barker-Hughesville Mining District Superfund Site Cascade and Judith Basin Counties, Montana | BARKER HUGHESVILLE MINING DISTRICT | MT6122307485 | N/A | N/A | MGOH | Data not provided | Alkaline Addition pre-treatment - Mg(OH)2 | Passive | Magnesium hydroxide Mg(OH)2 | Pre-treatment | Danny T adit water | Y | Pre-treatment | Batteries used to run metering pump, slurry mixer, and timer switch | Remote central Montana, southeast of Great Falls/no constraints noted | Pilot | June - September 2013 | Lead | Pb, total | µg/L | N | N/A | [6 empty] | 58 | 258 | 77.5194 |  |  |  | Data not provided | Data not provided | Data not provided | Data not provided | Data not provided | Data not provided | Data not provided | Data not provided |  | Effluent | 5.54 | 3.17 | mg/L | 17.66 | °C | Data not provided | N/A | Data not provided | N/A | 114.1 | mV | 2058 | µS/cm | 33.9 | %DO | Data not provided | Data not provided | Data not provided | Data not provided | Data not provided | Data not provided | Data not provided | Data not provided | Data not provided | Data not provided | Data not provided | Data not provided | Alkaline addition using a magnesium hydroxide (Mg(OH)2) solution. | Data not provided | Data not provided
Final Danny T Adit Treatability Study Year 1 Technical Memorandum, Barker-Hughesville Mining District Superfund Site Cascade and Judith Basin Counties, Montana | BARKER HUGHESVILLE MINING DISTRICT | MT6122307485 | N/A | N/A | MGOH | Data not provided | Alkaline Addition pre-treatment - Mg(OH)2 | Passive | Magnesium hydroxide Mg(OH)2 | Pre-treatment | Danny T adit water | Y | Pre-treatment | Batteries used to run metering pump, slurry mixer, and timer switch | Remote central Montana, southeast of Great Falls/no constraints noted | Pilot | June - September 2013 | Lead | Pb, dissolved | µg/L | N | N/A | [6 empty] | 165 | 173 | 4.6243 |  |  |  | Data not provided | Data not provided | Data not provided | Data not provided | Data not provided | Data not provided | Data not provided | Data not provided |  | Effluent | 3.05 | 2.85 | mg/L | 13.16 | °C | Data not provided | N/A | Data not provided | N/A | 425 | mV | 2404 | µS/cm | 28 | %DO | Data not provided | Data not provided | Data not provided | Data not provided | Data not provided | Data not provided | Data not provided | Data not provided | Data not provided | Data not provided | Data not provided | Data not provided | Alkaline addition using a magnesium hydroxide (Mg(OH)2) solution. | The number of sampling dates was reduced, resulting in less info to determine long-term treatment effectiveness. | Total metals data set is limited to only two sampling events.
Final Danny T Adit Treatability Study Year 1 Technical Memorandum, Barker-Hughesville Mining District Superfund Site Cascade and Judith Basin Counties, Montana | BARKER HUGHESVILLE MINING DISTRICT | MT6122307485 | N/A | N/A | MGOH | Data not provided | Alkaline Addition pre-treatment - Mg(OH)2 | Passive | Magnesium hydroxide Mg(OH)2 | Pre-treatment | Danny T adit water | Y | Pre-treatment | Batteries used to run metering pump, slurry mixer, and timer switch | Remote central Montana, southeast of Great Falls/no constraints noted | Pilot | June - September 2013 | Lead | Pb, total | µg/L | N | N/A | [9 empty] | 20 | 255 | 92.1569 | Data not provided | Data not provided | Data not provided | Data not provided | Data not provided | Data not provided | Data not provided | Data not provided |  | Effluent | 5.94 | 3.95 | mg/L | 19.28 | °C | Data not provided | N/A | Data not provided | N/A | -15.6 | mV | 1995 | µS/cm | None | N/A | Data not provided | Data not provided | Data not provided | Data not provided | Data not provided | Data not provided | Data not provided | Data not provided | Data not provided | Data not provided | Data not provided | Data not provided | Alkaline addition using a magnesium hydroxide (Mg(OH)2) solution. | Data not provided | Data not provided
Final Danny T Adit Treatability Study Year 1 Technical Memorandum, Barker-Hughesville Mining District Superfund Site Cascade and Judith Basin Counties, Montana | BARKER HUGHESVILLE MINING DISTRICT | MT6122307485 | N/A | N/A | MGOH | Data not provided | Alkaline Addition pre-treatment - Mg(OH)2 | Passive | Magnesium hydroxide Mg(OH)2 | Pre-treatment | Danny T adit water | Y | Pre-treatment | Batteries used to run metering pump, slurry mixer, and timer switch | Remote central Montana, southeast of Great Falls/no constraints noted | Pilot | June - September 2013 | Lead | Pb, dissolved | µg/L | N | N/A | [9 empty] | 1 U | 136–252 | 99.6 - 99.8 | Data not provided | Data not provided | Data not provided | Data not provided | Data not provided | Data not provided | Data not provided | Data not provided |  | Effluent | 5.54–5.94 | 3.17–3.95 | mg/L | 17.66–19.28 | °C | Data not provided | N/A | Data not provided | N/A | (-)15.6–114.1 | mV | 1,995–2,058 | µS/cm | NA–33.9 | %DO | Data not provided | Data not provided | Data not provided | Data not provided | Data not provided | Data not provided | Data not provided | Data not provided | Data not provided | Data not provided | Data not provided | Data not provided | Alkaline addition using a magnesium hydroxide (Mg(OH)2) solution. | The number of sampling dates was reduced, resulting in less info to determine long-term treatment effectiveness. | Total metals data set is limited to only two sampling events. | U = under the detection limit. A range of values is shown to reflect multiple days with the same effluent value.
Final Danny T Adit Treatability Study Year 1 Technical Memorandum, Barker-Hughesville Mining District Superfund Site Cascade and Judith Basin Counties, Montana | BARKER HUGHESVILLE MINING DISTRICT | MT6122307485 | N/A | N/A | SAPS | Data not provided | Successive alkalinity producing system (SAPS) pre-treatment | Passive | Successive alkalinity producing system (SAPS) | Pre-treatment | Danny T adit water | Y | Pre-treatment | Batteries used to run metering pump, slurry mixer, and timer switch | Remote central Montana, southeast of Great Falls/no constraints noted | Pilot | June - September 2013 | Lead | Pb, total | µg/L | N | N/A | 258 | 1950 | -655.814 | [9 empty] | Data not provided | Data not provided | Data not provided | Data not provided | Data not provided | Data not provided | Data not provided | Data not provided |  | Influent | 2.85 | 2.41 | mg/L | 21.72 | °C | Data not provided | N/A | Data not provided | N/A | 382.6 | mV | 2404 | µS/cm | 27.1 | %DO | Data not provided | Data not provided | Data not provided | Data not provided | Data not provided | Data not provided | Data not provided | Data not provided | Data not provided | Data not provided | Data not provided | Data not provided | Pre-treatment substrate of limestone gravel overlain by a manure and compost layer. | Data not provided | Data not provided
Final Danny T Adit Treatability Study Year 1 Technical Memorandum, Barker-Hughesville Mining District Superfund Site Cascade and Judith Basin Counties, Montana | BARKER HUGHESVILLE MINING DISTRICT | MT6122307485 | N/A | N/A | SAPS | Data not provided | Successive alkalinity producing system (SAPS) pre-treatment | Passive | Successive alkalinity producing system (SAPS) | Pre-treatment | Danny T adit water | Y | Pre-treatment | Batteries used to run metering pump, slurry mixer, and timer switch | Remote central Montana, southeast of Great Falls/no constraints noted | Pilot | June - September 2013 | Lead | Pb, dissolved | µg/L | N | N/A | 252 | 1 U | 99.8016 | [9 empty] | Data not provided | Data not provided | Data not provided | Data not provided | Data not provided | Data not provided | Data not provided | Data not provided |  | Influent | 2.81 | 6.48 | mg/L | 25 | °C | Data not provided | N/A | Data not provided | N/A | 490.9 | mV | 2267 | µS/cm | None | N/A | Data not provided | Data not provided | Data not provided | Data not provided | Data not provided | Data not provided | Data not provided | Data not provided | Data not provided | Data not provided | Data not provided | Data not provided | Pre-treatment substrate of limestone gravel overlain by a manure and compost layer. | The number of sampling dates was reduced, resulting in less info to determine long-term treatment effectiveness. | Total metals data set is limited to only two sampling events. | U = under the detection limit.
Final Danny T Adit Treatability Study Year 1 Technical Memorandum, Barker-Hughesville Mining District Superfund Site Cascade and Judith Basin Counties, Montana | BARKER HUGHESVILLE MINING DISTRICT | MT6122307485 | N/A | N/A | SAPS | Data not provided | Successive alkalinity producing system (SAPS) pre-treatment | Passive | Successive alkalinity producing system (SAPS) | Pre-treatment | Danny T adit water | Y | Pre-treatment | Batteries used to run metering pump, slurry mixer, and timer switch | Remote central Montana, southeast of Great Falls/no constraints noted | Pilot | June - September 2013 | Lead | Pb, total | µg/L | N | N/A |  |  |  | 255 | 14 | 94.5098 | [6 empty] | Data not provided | Data not provided | Data not provided | Data not provided | Data not provided | Data not provided | Data not provided | Data not provided |  | Influent | 2.81 | 6.48 | mg/L | 25 | °C | Data not provided | N/A | Data not provided | N/A | 490.9 | mV | 2267 | µS/cm | None | N/A | Data not provided | Data not provided | Data not provided | Data not provided | Data not provided | Data not provided | Data not provided | Data not provided | Data not provided | Data not provided | Data not provided | Data not provided | Pre-treatment substrate of limestone gravel overlain by a manure and compost layer. | Data not provided | Data not provided
Final Danny T Adit Treatability Study Year 1 Technical Memorandum, Barker-Hughesville Mining District Superfund Site Cascade and Judith Basin Counties, Montana | BARKER HUGHESVILLE MINING DISTRICT | MT6122307485 | N/A | N/A | SAPS | Data not provided | Successive alkalinity producing system (SAPS) pre-treatment | Passive | Successive alkalinity producing system (SAPS) | Pre-treatment | Danny T adit water | Y | Pre-treatment | Batteries used to run metering pump, slurry mixer, and timer switch | Remote central Montana, southeast of Great Falls/no constraints noted | Pilot | June - September 2013 | Lead | Pb, dissolved | µg/L | N | N/A |  |  |  | 122 | 184 | -50.8197 | [6 empty] | Data not provided | Data not provided | Data not provided | Data not provided | Data not provided | Data not provided | Data not provided | Data not provided |  | Influent | 2.8 | 2.19 | mg/L | 25.14 | °C | Data not provided | N/A | Data not provided | N/A | 492.7 | mV | 3394 | µS/cm | 26 | %DO | Data not provided | Data not provided | Data not provided | Data not provided | Data not provided | Data not provided | Data not provided | Data not provided | Data not provided | Data not provided | Data not provided | Data not provided | Pre-treatment substrate of limestone gravel overlain by a manure and compost layer. | The number of sampling dates was reduced, resulting in less info to determine long-term treatment effectiveness. | Total metals data set is limited to only two sampling events.
Final Danny T Adit Treatability Study Year 1 Technical Memorandum, Barker-Hughesville Mining District Superfund Site Cascade and Judith Basin Counties, Montana | BARKER HUGHESVILLE MINING DISTRICT | MT6122307485 | N/A | N/A | SAPS | Data not provided | Successive alkalinity producing system (SAPS) pre-treatment | Passive | Successive alkalinity producing system (SAPS) | Pre-treatment | Danny T adit water | Y | Pre-treatment | Batteries used to run metering pump, slurry mixer, and timer switch | Remote central Montana, southeast of Great Falls/no constraints noted | Pilot | June - September 2013 | Lead | Pb, total | µg/L | N | N/A | [6 empty] | 1950 | 258 | -655.814 |  |  |  | Data not provided | Data not provided | Data not provided | Data not provided | Data not provided | Data not provided | Data not provided | Data not provided |  | Effluent | 5.22 | 1.58 | mg/L | 17.74 | °C | Data not provided | N/A | Data not provided | N/A | 132.8 | mV | 2091 | µS/cm | 15.8 | %DO | Data not provided | Data not provided | Data not provided | Data not provided | Data not provided | Data not provided | Data not provided | Data not provided | Data not provided | Data not provided | Data not provided | Data not provided | Pre-treatment substrate of limestone gravel overlain by a manure and compost layer. | Data not provided | Data not provided
Final Danny T Adit Treatability Study Year 1 Technical Memorandum, Barker-Hughesville Mining District Superfund Site Cascade and Judith Basin Counties, Montana | BARKER HUGHESVILLE MINING DISTRICT | MT6122307485 | N/A | N/A | SAPS | Data not provided | Successive alkalinity producing system (SAPS) pre-treatment | Passive | Successive alkalinity producing system (SAPS) | Pre-treatment | Danny T adit water | Y | Pre-treatment | Batteries used to run metering pump, slurry mixer, and timer switch | Remote central Montana, southeast of Great Falls/no constraints noted | Pilot | June - September 2013 | Lead | Pb, dissolved | µg/L | N | N/A | [6 empty] | 184 | 122 | -50.8197 |  |  |  | Data not provided | Data not provided | Data not provided | Data not provided | Data not provided | Data not provided | Data not provided | Data not provided |  | Effluent | 5.54 | 4.14 | mg/L | 17.27 | °C | Data not provided | N/A | Data not provided | N/A | 135.2 | mV | 3011 | µS/cm | 42.6 | %DO | Data not provided | Data not provided | Data not provided | Data not provided | Data not provided | Data not provided | Data not provided | Data not provided | Data not provided | Data not provided | Data not provided | Data not provided | Pre-treatment substrate of limestone gravel overlain by a manure and compost layer. | The number of sampling dates was reduced, resulting in less info to determine long-term treatment effectiveness. | Total metals data set is limited to only two sampling events.
Final Danny T Adit Treatability Study Year 1 Technical Memorandum, Barker-Hughesville Mining District Superfund Site Cascade and Judith Basin Counties, Montana | BARKER HUGHESVILLE MINING DISTRICT | MT6122307485 | N/A | N/A | SAPS | Data not provided | Successive alkalinity producing system (SAPS) pre-treatment | Passive | Successive alkalinity producing system (SAPS) | Pre-treatment | Danny T adit water | Y | Pre-treatment | Batteries used to run metering pump, slurry mixer, and timer switch | Remote central Montana, southeast of Great Falls/no constraints noted | Pilot | June - September 2013 | Lead | Pb, total | µg/L | N | N/A | [9 empty] | 14 | 255 | 94.5098 | Data not provided | Data not provided | Data not provided | Data not provided | Data not provided | Data not provided | Data not provided | Data not provided |  | Effluent | 6.38 | 0.09 | mg/L | 21.97 | °C | Data not provided | N/A | Data not provided | N/A | -157.6 | mV | 2434 | µS/cm | None | N/A | Data not provided | Data not provided | Data not provided | Data not provided | Data not provided | Data not provided | Data not provided | Data not provided | Data not provided | Data not provided | Data not provided | Data not provided | Pre-treatment substrate of limestone gravel overlain by a manure and compost layer. | Data not provided | Data not provided
Final Danny T Adit Treatability Study Year 1 Technical Memorandum, Barker-Hughesville Mining District Superfund Site Cascade and Judith Basin Counties, Montana | BARKER HUGHESVILLE MINING DISTRICT | MT6122307485 | N/A | N/A | SAPS | Data not provided | Successive alkalinity producing system (SAPS) pre-treatment | Passive | Successive alkalinity producing system (SAPS) | Pre-treatment | Danny T adit water | Y | Pre-treatment | Batteries used to run metering pump, slurry mixer, and timer switch | Remote central Montana, southeast of Great Falls/no constraints noted | Pilot | June - September 2013 | Lead | Pb, dissolved | µg/L | N | N/A | [9 empty] | 1 U | 212–252 | 99.8 - 99.8 | Data not provided | Data not provided | Data not provided | Data not provided | Data not provided | Data not provided | Data not provided | Data not provided |  | Effluent | 5.51–6.38 | 0.09–1.2 | mg/L | 16.76–21.97 | °C | Data not provided | N/A | Data not provided | N/A | (-)157.6–114.3 | mV | 2,232–2,434 | µS/cm | None | N/A | Data not provided | Data not provided | Data not provided | Data not provided | Data not provided | Data not provided | Data not provided | Data not provided | Data not provided | Data not provided | Data not provided | Data not provided | Pre-treatment substrate of limestone gravel overlain by a manure and compost layer. | The number of sampling dates was reduced, resulting in less info to determine long-term treatment effectiveness. | Total metals data set is limited to only two sampling events. | U = under the detection limit. A range of values is shown to reflect more than one day with effluent below the detection limit.
Final Danny T Adit Treatability Study Year 1 Technical Memorandum, Barker-Hughesville Mining District Superfund Site Cascade and Judith Basin Counties, Montana | BARKER HUGHESVILLE MINING DISTRICT | MT6122307485 | N/A | N/A | BCR1 | Data not provided | Biochemical reactor (BCR) without pre-treatment (BCR1) | Passive | Biochemical reactor (BCR) | No pre-treatment | Danny T adit water | N | BCR without pre-treatment | Batteries used to run metering pump, slurry mixer, and timer switch | Remote central Montana, southeast of Great Falls/no constraints noted | Pilot | June - September 2013 | Sulfate | Sulfate (SO42-) | mg/L | N | N/A | 2500 | 1100 | 56 | [9 empty] | Data not provided | Data not provided | Data not provided | Data not provided | Data not provided | Data not provided | Data not provided | Data not provided |  | Influent | 2.85 | 2.41 | mg/L | 21.72 | °C | Data not provided | N/A | Data not provided | N/A | 382.6 | mV | 2404 | µS/cm | 27.1 | %DO | Data not provided | Data not provided | Data not provided | Data not provided | Data not provided | Data not provided | Data not provided | Data not provided | Data not provided | Data not provided | Results support the need for pretreatment of high acidity MIW ahead of the BCR. | Data not provided | Substrate: sawdust, wood chips, compost, dairy manure and limestone chips. BCR substrate composition was modified due to a shortage of available manure and limestone. The shortage of manure and limestone may have had a negative impact on treatment effectiveness in the BCRs. | Data not provided | Data not provided
Final Danny T Adit Treatability Study Year 1 Technical Memorandum, Barker-Hughesville Mining District Superfund Site Cascade and Judith Basin Counties, Montana | BARKER HUGHESVILLE MINING DISTRICT | MT6122307485 | N/A | N/A | BCR1 | Data not provided | Biochemical reactor (BCR) without pre-treatment (BCR1) | Passive | Biochemical reactor (BCR) | No pre-treatment | Danny T adit water | N | BCR without pre-treatment | Batteries used to run metering pump, slurry mixer, and timer switch | Remote central Montana, southeast of Great Falls/no constraints noted | Pilot | June - September 2013 | Sulfate | Sulfate (SO42-) | mg/L | N | N/A |  |  |  | 1600 | 240 | 85 | [6 empty] | Data not provided | Data not provided | Data not provided | Data not provided | Data not provided | Data not provided | Data not provided | Data not provided |  | Influent | 2.81 | 6.48 | mg/L | 25 | °C | Data not provided | N/A | Data not provided | N/A | 490.9 | mV | 2267 | µS/cm | None | N/A | Data not provided | Data not provided | Data not provided | Data not provided | Data not provided | Data not provided | Data not provided | Data not provided | Data not provided | Data not provided | Results support the need for pretreatment of high acidity MIW ahead of the BCR. | Data not provided | Substrate: sawdust, wood chips, compost, dairy manure and limestone chips. BCR substrate composition was modified due to a shortage of available manure and limestone. The shortage of manure and limestone may have had a negative impact on treatment effectiveness in the BCRs. | Data not provided | Data not provided
Final Danny T Adit Treatability Study Year 1 Technical Memorandum, Barker-Hughesville Mining District Superfund Site Cascade and Judith Basin Counties, Montana | BARKER HUGHESVILLE MINING DISTRICT | MT6122307485 | N/A | N/A | BCR1 | Data not provided | Biochemical reactor (BCR) without pre-treatment (BCR1) | Passive | Biochemical reactor (BCR) | No pre-treatment | Danny T adit water | N | BCR without pre-treatment | Batteries used to run metering pump, slurry mixer, and timer switch | Remote central Montana, southeast of Great Falls/no constraints noted | Pilot | June - September 2013 | Sulfate | Sulfate (SO42-) | mg/L | N | N/A | [6 empty] | 1400 | 2200 | 36.3636 |  |  |  | Data not provided | Data not provided | Data not provided | Data not provided | Data not provided | Data not provided | Data not provided | Data not provided |  | Effluent | 5.7 | 1.33 | mg/L | 14.95 | °C | Data not provided | N/A | Data not provided | N/A | 77.2 | mV | 2424 | µS/cm | 13.6 | %DO | Data not provided | Data not provided | Data not provided | Data not provided | Data not provided | Data not provided | Data not provided | Data not provided | Data not provided | Data not provided | Results support the need for pretreatment of high acidity MIW ahead of the BCR. | Data not provided | Substrate: sawdust, wood chips, compost, dairy manure and limestone chips. BCR substrate composition was modified due to a shortage of available manure and limestone. The shortage of manure and limestone may have had a negative impact on treatment effectiveness in the BCRs. | Data not provided | Data not provided
Final Danny T Adit Treatability Study Year 1 Technical Memorandum, Barker-Hughesville Mining District Superfund Site Cascade and Judith Basin Counties, Montana | BARKER HUGHESVILLE MINING DISTRICT | MT6122307485 | N/A | N/A | BCR1 | Data not provided | Biochemical reactor (BCR) without pre-treatment (BCR1) | Passive | Biochemical reactor (BCR) | No pre-treatment | Danny T adit water | N | BCR without pre-treatment | Batteries used to run metering pump, slurry mixer, and timer switch | Remote central Montana, southeast of Great Falls/no constraints noted | Pilot | June - September 2013 | Sulfate | Sulfate (SO42-) | mg/L | N | N/A | [9 empty] | 240 | 1600 | 85 | Data not provided | Data not provided | Data not provided | Data not provided | Data not provided | Data not provided | Data not provided | Data not provided |  | Effluent | 6.07 | 0.02 | mg/L | 20.6 | °C | Data not provided | N/A | Data not provided | N/A | -163 | mV | 3505 | µS/cm | None | N/A | Data not provided | Data not provided | Data not provided | Data not provided | Data not provided | Data not provided | Data not provided | Data not provided | Data not provided | Data not provided | Results support the need for pretreatment of high acidity MIW ahead of the BCR. | Data not provided | Substrate: sawdust, wood chips, compost, dairy manure and limestone chips. BCR substrate composition was modified due to a shortage of available manure and limestone. The shortage of manure and limestone may have had a negative impact on treatment effectiveness in the BCRs. | Data not provided | Data not provided
Final Danny T Adit Treatability Study Year 1 Technical Memorandum, Barker-Hughesville Mining District Superfund Site Cascade and Judith Basin Counties, Montana | BARKER HUGHESVILLE MINING DISTRICT | MT6122307485 | N/A | N/A | BCR2 | Data not provided | Biochemical reactor (BCR) with SAPS pre-treatment (BCR2) | Passive | Biochemical reactor (BCR) | Pre-treatment | Danny T adit water | Y | BCR with pre-treatment | Batteries used to run metering pump, slurry mixer, and timer switch | Remote central Montana, southeast of Great Falls/no constraints noted | Pilot | June - September 2013 | Sulfate | Sulfate (SO42-) | mg/L | N | N/A | 2500 | 1000 | 60 | [9 empty] | Data not provided | Data not provided | Data not provided | Data not provided | Data not provided | Data not provided | Data not provided | Data not provided |  | Influent | 2.85 | 2.41 | mg/L | 21.72 | °C | Data not provided | N/A | Data not provided | N/A | 382.6 | mV | 2404 | µS/cm | 27.1 | %DO | Data not provided | Data not provided | Data not provided | Data not provided | Data not provided | Data not provided | Data not provided | Data not provided | Data not provided | Data not provided | Data not provided | Data not provided | Substrate: sawdust, wood chips, compost, dairy manure and limestone chips. BCR substrate composition was modified due to a shortage of available manure and limestone. The shortage of manure and limestone may have had a negative impact on treatment effectiveness in the BCRs. | Data not provided | Data not provided
Final Danny T Adit Treatability Study Year 1 Technical Memorandum, Barker-Hughesville Mining District Superfund Site Cascade and Judith Basin Counties, Montana | BARKER HUGHESVILLE MINING DISTRICT | MT6122307485 | N/A | N/A | BCR2 | Data not provided | Biochemical reactor (BCR) with SAPS pre-treatment (BCR2) | Passive | Biochemical reactor (BCR) | Pre-treatment | Danny T adit water | Y | BCR with pre-treatment | Batteries used to run metering pump, slurry mixer, and timer switch | Remote central Montana, southeast of Great Falls/no constraints noted | Pilot | June - September 2013 | Sulfate | Sulfate (SO42-) | mg/L | N | N/A |  |  |  | 1600 | 480 | 70 | [6 empty] | Data not provided | Data not provided | Data not provided | Data not provided | Data not provided | Data not provided | Data not provided | Data not provided |  | Influent | 2.81 | 6.48 | mg/L | 25 | °C | Data not provided | N/A | Data not provided | N/A | 490.9 | mV | 2267 | µS/cm | None | N/A | Data not provided | Data not provided | Data not provided | Data not provided | Data not provided | Data not provided | Data not provided | Data not provided | Data not provided | Data not provided | Data not provided | Data not provided | Substrate: sawdust, wood chips, compost, dairy manure and limestone chips. BCR substrate composition was modified due to a shortage of available manure and limestone. The shortage of manure and limestone may have had a negative impact on treatment effectiveness in the BCRs. | Data not provided | Data not provided
Final Danny T Adit Treatability Study Year 1 Technical Memorandum, Barker-Hughesville Mining District Superfund Site Cascade and Judith Basin Counties, Montana | BARKER HUGHESVILLE MINING DISTRICT | MT6122307485 | N/A | N/A | BCR2 | Data not provided | Biochemical reactor (BCR) with SAPS pre-treatment (BCR2) | Passive | Biochemical reactor (BCR) | Pre-treatment | Danny T adit water | Y | BCR with pre-treatment | Batteries used to run metering pump, slurry mixer, and timer switch | Remote central Montana, southeast of Great Falls/no constraints noted | Pilot | June - September 2013 | Sulfate | Sulfate (SO42-) | mg/L | N | N/A | [6 empty] | 1300 | 2200 | 40.9091 |  |  |  | Data not provided | Data not provided | Data not provided | Data not provided | Data not provided | Data not provided | Data not provided | Data not provided |  | Effluent | 6.02 | 1.62 | mg/L | 14.75 | °C | Data not provided | N/A | Data not provided | N/A | 18.7 | mV | 2397 | µS/cm | 16.4 | %DO | Data not provided | Data not provided | Data not provided | Data not provided | Data not provided | Data not provided | Data not provided | Data not provided | Data not provided | Data not provided | Data not provided | Data not provided | Substrate: sawdust, wood chips, compost, dairy manure and limestone chips. BCR substrate composition was modified due to a shortage of available manure and limestone. The shortage of manure and limestone may have had a negative impact on treatment effectiveness in the BCRs. | Data not provided | Data not provided
Final Danny T Adit Treatability Study Year 1 Technical Memorandum, Barker-Hughesville Mining District Superfund Site Cascade and Judith Basin Counties, Montana | BARKER HUGHESVILLE MINING DISTRICT | MT6122307485 | N/A | N/A | BCR2 | Data not provided | Biochemical reactor (BCR) with SAPS pre-treatment (BCR2) | Passive | Biochemical reactor (BCR) | Pre-treatment | Danny T adit water | Y | BCR with pre-treatment | Batteries used to run metering pump, slurry mixer, and timer switch | Remote central Montana, southeast of Great Falls/no constraints noted | Pilot | June - September 2013 | Sulfate | Sulfate (SO42-) | mg/L | N | N/A | [9 empty] | 480 | 1600 | 70 | Data not provided | Data not provided | Data not provided | Data not provided | Data not provided | Data not provided | Data not provided | Data not provided |  | Effluent | 6.29 | 0.05 | mg/L | 20.2 | °C | Data not provided | N/A | Data not provided | N/A | -153.8 | mV | 4954 | µS/cm | None | N/A | Data not provided | Data not provided | Data not provided | Data not provided | Data not provided | Data not provided | Data not provided | Data not provided | Data not provided | Data not provided | Data not provided | Data not provided | Substrate: sawdust, wood chips, compost, dairy manure and limestone chips. BCR substrate composition was modified due to a shortage of available manure and limestone. The shortage of manure and limestone may have had a negative impact on treatment effectiveness in the BCRs. | Data not provided | Data not provided
Final Danny T Adit Treatability Study Year 1 Technical Memorandum, Barker-Hughesville Mining District Superfund Site Cascade and Judith Basin Counties, Montana | BARKER HUGHESVILLE MINING DISTRICT | MT6122307485 | N/A | N/A | BCR3 | Data not provided | Biochemical reactor (BCR) with CHIT pre-treatment (BCR3) | Passive | Biochemical reactor (BCR) | Pre-treatment | Danny T adit water | Y | BCR with pre-treatment | Batteries used to run metering pump, slurry mixer, and timer switch | Remote central Montana, southeast of Great Falls/no constraints noted | Pilot | June - September 2013 | Sulfate | Sulfate (SO42-) | mg/L | N | N/A | 2500 | 350 | 86 | [9 empty] | Data not provided | Data not provided | Data not provided | Data not provided | Data not provided | Data not provided | Data not provided | Data not provided |  | Influent | 2.85 | 2.41 | mg/L | 21.72 | °C | Data not provided | N/A | Data not provided | N/A | 382.6 | mV | 2404 | µS/cm | 27.1 | %DO | Data not provided | Data not provided | Data not provided | Data not provided | Data not provided | Data not provided | Data not provided | Data not provided | Data not provided | Data not provided | Data not provided | Data not provided | Substrate: sawdust, wood chips, compost, dairy manure and limestone chips. BCR substrate composition was modified due to a shortage of available manure and limestone. The shortage of manure and limestone may have had a negative impact on treatment effectiveness in the BCRs. | Data not provided | Data not provided
Final Danny T Adit Treatability Study Year 1 Technical Memorandum, Barker-Hughesville Mining District Superfund Site Cascade and Judith Basin Counties, Montana | BARKER HUGHESVILLE MINING DISTRICT | MT6122307485 | N/A | N/A | BCR3 | Data not provided | Biochemical reactor (BCR) with CHIT pre-treatment (BCR3) | Passive | Biochemical reactor (BCR) | Pre-treatment | Danny T adit water | Y | BCR with pre-treatment | Batteries used to run metering pump, slurry mixer, and timer switch | Remote central Montana, southeast of Great Falls/no constraints noted | Pilot | June - September 2013 | Sulfate | Sulfate (SO42-) | mg/L | N | N/A |  |  |  | 1600 | 750 | 53.125 | [6 empty] | Data not provided | Data not provided | Data not provided | Data not provided | Data not provided | Data not provided | Data not provided | Data not provided |  | Influent | 2.81 | 6.48 | mg/L | 25 | °C | Data not provided | N/A | Data not provided | N/A | 490.9 | mV | 2267 | µS/cm | None | N/A | Data not provided | Data not provided | Data not provided | Data not provided | Data not provided | Data not provided | Data not provided | Data not provided | Data not provided | Data not provided | Data not provided | Data not provided | Substrate: sawdust, wood chips, compost, dairy manure and limestone chips. BCR substrate composition was modified due to a shortage of available manure and limestone. The shortage of manure and limestone may have had a negative impact on treatment effectiveness in the BCRs. | Data not provided | Data not provided
Final Danny T Adit Treatability Study Year 1 Technical Memorandum, Barker-Hughesville Mining District Superfund Site Cascade and Judith Basin Counties, Montana | BARKER HUGHESVILLE MINING DISTRICT | MT6122307485 | N/A | N/A | BCR3 | Data not provided | Biochemical reactor (BCR) with CHIT pre-treatment (BCR3) | Passive | Biochemical reactor (BCR) | Pre-treatment | Danny T adit water | Y | BCR with pre-treatment | Batteries used to run metering pump, slurry mixer, and timer switch | Remote central Montana, southeast of Great Falls/no constraints noted | Pilot | June - September 2013 | Sulfate | Sulfate (SO42-) | mg/L | N | N/A | [6 empty] | 970 | 2000 | 51.5 |  |  |  | Data not provided | Data not provided | Data not provided | Data not provided | Data not provided | Data not provided | Data not provided | Data not provided |  | Effluent | 6.81 | 0.1 | mg/L | 20.21 | °C | Data not provided | N/A | Data not provided | N/A | -267.5 | mV | 6424 | µS/cm | None | N/A | Data not provided | Data not provided | Data not provided | Data not provided | Data not provided | Data not provided | Data not provided | Data not provided | Data not provided | Data not provided | Data not provided | Data not provided | Substrate: sawdust, wood chips, compost, dairy manure and limestone chips. BCR substrate composition was modified due to a shortage of available manure and limestone. The shortage of manure and limestone may have had a negative impact on treatment effectiveness in the BCRs. | Data not provided | Data not provided
Final Danny T Adit Treatability Study Year 1 Technical Memorandum, Barker-Hughesville Mining District Superfund Site Cascade and Judith Basin Counties, Montana | BARKER HUGHESVILLE MINING DISTRICT | MT6122307485 | N/A | N/A | BCR3 | Data not provided | Biochemical reactor (BCR) with CHIT pre-treatment (BCR3) | Passive | Biochemical reactor (BCR) | Pre-treatment | Danny T adit water | Y | BCR with pre-treatment | Batteries used to run metering pump, slurry mixer, and timer switch | Remote central Montana, southeast of Great Falls/no constraints noted | Pilot | June - September 2013 | Sulfate | Sulfate (SO42-) | mg/L | N | N/A | [9 empty] | 350 | 2500 | 86 | Data not provided | Data not provided | Data not provided | Data not provided | Data not provided | Data not provided | Data not provided | Data not provided |  | Effluent | 6.17 | 4.34 | mg/L | 17.84 | °C | Data not provided | N/A | Data not provided | N/A | -274.4 | mV | 5154 | µS/cm | 46.4 | %DO | Data not provided | Data not provided | Data not provided | Data not provided | Data not provided | Data not provided | Data not provided | Data not provided | Data not provided | Data not provided | Data not provided | Data not provided | Substrate: sawdust, wood chips, compost, dairy manure and limestone chips. BCR substrate composition was modified due to a shortage of available manure and limestone. The shortage of manure and limestone may have had a negative impact on treatment effectiveness in the BCRs. | Data not provided | Data not provided
Final Danny T Adit Treatability Study Year 1 Technical Memorandum, Barker-Hughesville Mining District Superfund Site Cascade and Judith Basin Counties, Montana | BARKER HUGHESVILLE MINING DISTRICT | MT6122307485 | N/A | N/A | BCR4 | Data not provided | Biochemical reactor (BCR) with Mg(OH)2 pre-treatment (BCR4) | Passive | Biochemical reactor (BCR) | Pre-treatment | Danny T adit water | Y | BCR with pre-treatment | Batteries used to run metering pump, slurry mixer, and timer switch | Remote central Montana, southeast of Great Falls/no constraints noted | Pilot | June - September 2013 | Sulfate | Sulfate (SO42-) | mg/L | N | N/A | 2500 | 1000 | 60 | [9 empty] | Data not provided | Data not provided | Data not provided | Data not provided | Data not provided | Data not provided | Data not provided | Data not provided |  | Influent | 2.85 | 2.41 | mg/L | 21.72 | °C | Data not provided | N/A | Data not provided | N/A | 382.6 | mV | 2404 | µS/cm | 27.1 | %DO | Data not provided | Data not provided | Data not provided | Data not provided | Data not provided | Data not provided | Data not provided | Data not provided | Data not provided | Data not provided | Data not provided | Data not provided | Substrate: sawdust, wood chips, compost, dairy manure and limestone chips. BCR substrate composition was modified due to a shortage of available manure and limestone. The shortage of manure and limestone may have had a negative impact on treatment effectiveness in the BCRs. | Data not provided | Data not provided
Final Danny T Adit Treatability Study Year 1 Technical Memorandum, Barker-Hughesville Mining District Superfund Site Cascade and Judith Basin Counties, Montana | BARKER HUGHESVILLE MINING DISTRICT | MT6122307485 | N/A | N/A | BCR4 | Data not provided | Biochemical reactor (BCR) with Mg(OH)2 pre-treatment (BCR4) | Passive | Biochemical reactor (BCR) | Pre-treatment | Danny T adit water | Y | BCR with pre-treatment | Batteries used to run metering pump, slurry mixer, and timer switch | Remote central Montana, southeast of Great Falls/no constraints noted | Pilot | June - September 2013 | Sulfate | Sulfate (SO42-) | mg/L | N | N/A |  |  |  | 1600 | 280 | 82.5 | [6 empty] | Data not provided | Data not provided | Data not provided | Data not provided | Data not provided | Data not provided | Data not provided | Data not provided |  | Influent | 2.81 | 6.48 | mg/L | 25 | °C | Data not provided | N/A | Data not provided | N/A | 490.9 | mV | 2267 | µS/cm | None | N/A | Data not provided | Data not provided | Data not provided | Data not provided | Data not provided | Data not provided | Data not provided | Data not provided | Data not provided | Data not provided | Data not provided | Data not provided | Substrate: sawdust, wood chips, compost, dairy manure and limestone chips. BCR substrate composition was modified due to a shortage of available manure and limestone. The shortage of manure and limestone may have had a negative impact on treatment effectiveness in the BCRs. | Data not provided | Data not provided
Final Danny T Adit Treatability Study Year 1 Technical Memorandum, Barker-Hughesville Mining District Superfund Site Cascade and Judith Basin Counties, Montana | BARKER HUGHESVILLE MINING DISTRICT | MT6122307485 | N/A | N/A | BCR4 | Data not provided | Biochemical reactor (BCR) with Mg(OH)2 pre-treatment (BCR4) | Passive | Biochemical reactor (BCR) | Pre-treatment | Danny T adit water | Y | BCR with pre-treatment | Batteries used to run metering pump, slurry mixer, and timer switch | Remote central Montana, southeast of Great Falls/no constraints noted | Pilot | June - September 2013 | Sulfate | Sulfate (SO42-) | mg/L | N | N/A | [6 empty] | 1300 | 2200 | 40.9091 |  |  |  | Data not provided | Data not provided | Data not provided | Data not provided | Data not provided | Data not provided | Data not provided | Data not provided |  | Effluent | 6.87 | 1.64 | mg/L | 16.2 | °C | Data not provided | N/A | Data not provided | N/A | -154.2 | mV | 2473 | µS/cm | 17.2 | %DO | Data not provided | Data not provided | Data not provided | Data not provided | Data not provided | Data not provided | Data not provided | Data not provided | Data not provided | Data not provided | Data not provided | Data not provided | Substrate: sawdust, wood chips, compost, dairy manure and limestone chips. BCR substrate composition was modified due to a shortage of available manure and limestone. The shortage of manure and limestone may have had a negative impact on treatment effectiveness in the BCRs. | Data not provided | Data not provided
Final Danny T Adit Treatability Study Year 1 Technical Memorandum, Barker-Hughesville Mining District Superfund Site Cascade and Judith Basin Counties, Montana | BARKER HUGHESVILLE MINING DISTRICT | MT6122307485 | N/A | N/A | BCR4 | Data not provided | Biochemical reactor (BCR) with Mg(OH)2 pre-treatment (BCR4) | Passive | Biochemical reactor (BCR) | Pre-treatment | Danny T adit water | Y | BCR with pre-treatment | Batteries used to run metering pump, slurry mixer, and timer switch | Remote central Montana, southeast of Great Falls/no constraints noted | Pilot | June - September 2013 | Sulfate | Sulfate (SO42-) | mg/L | N | N/A | [9 empty] | 280 | 1600 | 82.5 | Data not provided | Data not provided | Data not provided | Data not provided | Data not provided | Data not provided | Data not provided | Data not provided |  | Effluent | 6.25 | 0.02 | mg/L | 20.16 | °C | Data not provided | N/A | Data not provided | N/A | -144.8 | mV | 4001 | µS/cm | None | N/A | Data not provided | Data not provided | Data not provided | Data not provided | Data not provided | Data not provided | Data not provided | Data not provided | Data not provided | Data not provided | Data not provided | Data not provided | Substrate: sawdust, wood chips, compost, dairy manure and limestone chips. BCR substrate composition was modified due to a shortage of available manure and limestone. The shortage of manure and limestone may have had a negative impact on treatment effectiveness in the BCRs. | Data not provided | Data not provided
Final Danny T Adit Treatability Study Year 1 Technical Memorandum, Barker-Hughesville Mining District Superfund Site Cascade and Judith Basin Counties, Montana | BARKER HUGHESVILLE MINING DISTRICT | MT6122307485 | N/A | N/A | CHIT | Data not provided | Chitorem pre-treatment (CHIT) | Passive | Chitorem® | Pre-treatment | Danny T adit water | Y | Pre-treatment | Batteries used to run metering pump, slurry mixer, and timer switch | Remote central Montana, southeast of Great Falls/no constraints noted | Pilot | June - September 2013 | Sulfate | Sulfate (SO42-) | mg/L | N | N/A | 2500 | 520 | 79.2 | [9 empty] | Data not provided | Data not provided | Data not provided | Data not provided | Data not provided | Data not provided | Data not provided | Data not provided |  | Influent | 2.85 | 2.41 | mg/L | 21.72 | °C | Data not provided | N/A | Data not provided | N/A | 382.6 | mV | 2404 | µS/cm | 27.1 | %DO | Data not provided | Data not provided | Data not provided | Data not provided | Data not provided | Data not provided | Data not provided | Data not provided | Data not provided | Data not provided | The Chitorem/BCR3 treatment provided the best overall treatment performance for both metal removal and sustaining sulfate reducing conditions. | Data not provided | Chitorem is a proprietary material that contains calcium carbonate, protein, and chitin (crab shell). Also contains its own bacteria - material breaks down and produces carbonates (adds alkalinity). | The Chitorem substrate composition was modified by adding pea gravel to increase permeability. | Data not provided
Final Danny T Adit Treatability Study Year 1 Technical Memorandum, Barker-Hughesville Mining District Superfund Site Cascade and Judith Basin Counties, Montana | BARKER HUGHESVILLE MINING DISTRICT | MT6122307485 | N/A | N/A | CHIT | Data not provided | Chitorem pre-treatment (CHIT) | Passive | Chitorem® | Pre-treatment | Danny T adit water | Y | Pre-treatment | Batteries used to run metering pump, slurry mixer, and timer switch | Remote central Montana, southeast of Great Falls/no constraints noted | Pilot | June - September 2013 | Sulfate | Sulfate (SO42-) | mg/L | N | N/A |  |  |  | 1600 | 2300 | -43.75 | [6 empty] | Data not provided | Data not provided | Data not provided | Data not provided | Data not provided | Data not provided | Data not provided | Data not provided |  | Influent | 2.81 | 6.48 | mg/L | 25 | °C | Data not provided | N/A | Data not provided | N/A | 490.9 | mV | 2267 | µS/cm | None | N/A | Data not provided | Data not provided | Data not provided | Data not provided | Data not provided | Data not provided | Data not provided | Data not provided | Data not provided | Data not provided | The Chitorem/BCR3 treatment provided the best overall treatment performance for both metal removal and sustaining sulfate reducing conditions. | Data not provided | Chitorem is a proprietary material that contains calcium carbonate, protein, and chitin (crab shell). Also contains its own bacteria - material breaks down and produces carbonates (adds alkalinity). | The Chitorem substrate composition was modified by adding pea gravel to increase permeability. | Data not provided
Final Danny T Adit Treatability Study Year 1 Technical Memorandum, Barker-Hughesville Mining District Superfund Site Cascade and Judith Basin Counties, Montana | BARKER HUGHESVILLE MINING DISTRICT | MT6122307485 | N/A | N/A | CHIT | Data not provided | Chitorem pre-treatment (CHIT) | Passive | Chitorem® | Pre-treatment | Danny T adit water | Y | Pre-treatment | Batteries used to run metering pump, slurry mixer, and timer switch | Remote central Montana, southeast of Great Falls/no constraints noted | Pilot | June - September 2013 | Sulfate | Sulfate (SO42-) | mg/L | N | N/A | [6 empty] | 2300 | 1600 | -43.75 |  |  |  | Data not provided | Data not provided | Data not provided | Data not provided | Data not provided | Data not provided | Data not provided | Data not provided |  | Effluent | 6.65 | 0.05 | mg/L | 21.52 | °C | Data not provided | N/A | Data not provided | N/A | -206.8 | mV | 60571 | µS/cm | None | N/A | Data not provided | Data not provided | Data not provided | Data not provided | Data not provided | Data not provided | Data not provided | Data not provided | Data not provided | Data not provided | The Chitorem/BCR3 treatment provided the best overall treatment performance for both metal removal and sustaining sulfate reducing conditions. | Data not provided | Chitorem is a proprietary material that contains calcium carbonate, protein, and chitin (crab shell). Also contains its own bacteria - material breaks down and produces carbonates (adds alkalinity). | The Chitorem substrate composition was modified by adding pea gravel to increase permeability. | Data not provided
Final Danny T Adit Treatability Study Year 1 Technical Memorandum, Barker-Hughesville Mining District Superfund Site Cascade and Judith Basin Counties, Montana | BARKER HUGHESVILLE MINING DISTRICT | MT6122307485 | N/A | N/A | CHIT | Data not provided | Chitorem pre-treatment (CHIT) | Passive | Chitorem® | Pre-treatment | Danny T adit water | Y | Pre-treatment | Batteries used to run metering pump, slurry mixer, and timer switch | Remote central Montana, southeast of Great Falls/no constraints noted | Pilot | June - September 2013 | Sulfate | Sulfate (SO42-) | mg/L | N | N/A | [9 empty] | 520 | 2500 | 79.2 | Data not provided | Data not provided | Data not provided | Data not provided | Data not provided | Data not provided | Data not provided | Data not provided |  | Effluent | 6.07 | 3.08 | mg/L | 16.95 | °C | Data not provided | N/A | Data not provided | N/A | -184.7 | mV | 2941 | µS/cm | 31.9 | %DO | Data not provided | Data not provided | Data not provided | Data not provided | Data not provided | Data not provided | Data not provided | Data not provided | Data not provided | Data not provided | The Chitorem/BCR3 treatment provided the best overall treatment performance for both metal removal and sustaining sulfate reducing conditions. | Data not provided | Chitorem is a proprietary material that contains calcium carbonate, protein, and chitin (crab shell). Also contains its own bacteria - material breaks down and produces carbonates (adds alkalinity). | The Chitorem substrate composition was modified by adding pea gravel to increase permeability. | Data not provided
Final Danny T Adit Treatability Study Year 1 Technical Memorandum, Barker-Hughesville Mining District Superfund Site Cascade and Judith Basin Counties, Montana | BARKER HUGHESVILLE MINING DISTRICT | MT6122307485 | N/A | N/A | MGOH | Data not provided | Alkaline Addition pre-treatment - Mg(OH)2 | Passive | Magnesium hydroxide Mg(OH)2 | Pre-treatment | Danny T adit water | Y | Pre-treatment | Batteries used to run metering pump, slurry mixer, and timer switch | Remote central Montana, southeast of Great Falls/no constraints noted | Pilot | June - September 2013 | Sulfate | Sulfate (SO42-) | mg/L | N | N/A | 2500 | 1000 | 60 | [9 empty] | Data not provided | Data not provided | Data not provided | Data not provided | Data not provided | Data not provided | Data not provided | Data not provided |  | Influent | 2.85 | 2.41 | mg/L | 21.72 | °C | Data not provided | N/A | Data not provided | N/A | 382.6 | mV | 2404 | µS/cm | 27.1 | %DO | Data not provided | Data not provided | Data not provided | Data not provided | Data not provided | Data not provided | Data not provided | Data not provided | Data not provided | Data not provided | Data not provided | Data not provided | Alkaline addition using a magnesium hydroxide (Mg(OH)2) solution. | Data not provided | Data not provided
Final Danny T Adit Treatability Study Year 1 Technical Memorandum, Barker-Hughesville Mining District Superfund Site Cascade and Judith Basin Counties, Montana | BARKER HUGHESVILLE MINING DISTRICT | MT6122307485 | N/A | N/A | MGOH | Data not provided | Alkaline Addition pre-treatment - Mg(OH)2 | Passive | Magnesium hydroxide Mg(OH)2 | Pre-treatment | Danny T adit water | Y | Pre-treatment | Batteries used to run metering pump, slurry mixer, and timer switch | Remote central Montana, southeast of Great Falls/no constraints noted | Pilot | June - September 2013 | Sulfate | Sulfate (SO42-) | mg/L | N | N/A |  |  |  | 1600 | 1200 | 25 | [6 empty] | Data not provided | Data not provided | Data not provided | Data not provided | Data not provided | Data not provided | Data not provided | Data not provided |  | Influent | 2.81 | 6.48 | mg/L | 25 | °C | Data not provided | N/A | Data not provided | N/A | 490.9 | mV | 2267 | µS/cm | None | N/A | Data not provided | Data not provided | Data not provided | Data not provided | Data not provided | Data not provided | Data not provided | Data not provided | Data not provided | Data not provided | Data not provided | Data not provided | Alkaline addition using a magnesium hydroxide (Mg(OH)2) solution. | Data not provided | Data not provided
Final Danny T Adit Treatability Study Year 1 Technical Memorandum, Barker-Hughesville Mining District Superfund Site Cascade and Judith Basin Counties, Montana | BARKER HUGHESVILLE MINING DISTRICT | MT6122307485 | N/A | N/A | MGOH | Data not provided | Alkaline Addition pre-treatment - Mg(OH)2 | Passive | Magnesium hydroxide Mg(OH)2 | Pre-treatment | Danny T adit water | Y | Pre-treatment | Batteries used to run metering pump, slurry mixer, and timer switch | Remote central Montana, southeast of Great Falls/no constraints noted | Pilot | June - September 2013 | Sulfate | Sulfate (SO42-) | mg/L | N | N/A | [6 empty] | 2300 | 2200 | -4.5455 |  |  |  | Data not provided | Data not provided | Data not provided | Data not provided | Data not provided | Data not provided | Data not provided | Data not provided |  | Effluent | 3.05 | 2.85 | mg/L | 13.16 | °C | Data not provided | N/A | Data not provided | N/A | 425 | mV | 2404 | µS/cm | 28 | %DO | Data not provided | Data not provided | Data not provided | Data not provided | Data not provided | Data not provided | Data not provided | Data not provided | Data not provided | Data not provided | Data not provided | Data not provided | Alkaline addition using a magnesium hydroxide (Mg(OH)2) solution. | Data not provided | Data not provided
Final Danny T Adit Treatability Study Year 1 Technical Memorandum, Barker-Hughesville Mining District Superfund Site Cascade and Judith Basin Counties, Montana | BARKER HUGHESVILLE MINING DISTRICT | MT6122307485 | N/A | N/A | MGOH | Data not provided | Alkaline Addition pre-treatment - Mg(OH)2 | Passive | Magnesium hydroxide Mg(OH)2 | Pre-treatment | Danny T adit water | Y | Pre-treatment | Batteries used to run metering pump, slurry mixer, and timer switch | Remote central Montana, southeast of Great Falls/no constraints noted | Pilot | June - September 2013 | Sulfate | Sulfate (SO42-) | mg/L | N | N/A | [9 empty] | 990 | 1700 | 41.7647 | Data not provided | Data not provided | Data not provided | Data not provided | Data not provided | Data not provided | Data not provided | Data not provided |  | Effluent | 3.69 | 7.22 | mg/L | 16.5 | °C | Data not provided | N/A | Data not provided | N/A | 103.5 | mV | 3022 | µS/cm | 74 | %DO | Data not provided | Data not provided | Data not provided | Data not provided | Data not provided | Data not provided | Data not provided | Data not provided | Data not provided | Data not provided | Data not provided | Data not provided | Alkaline addition using a magnesium hydroxide (Mg(OH)2) solution. | Data not provided | Data not provided
Final Danny T Adit Treatability Study Year 1 Technical Memorandum, Barker-Hughesville Mining District Superfund Site Cascade and Judith Basin Counties, Montana | BARKER HUGHESVILLE MINING DISTRICT | MT6122307485 | N/A | N/A | SAPS | Data not provided | Successive alkalinity producing system (SAPS) pre-treatment | Passive | Successive alkalinity producing system (SAPS) | Pre-treatment | Danny T adit water | Y | Pre-treatment | Batteries used to run metering pump, slurry mixer, and timer switch | Remote central Montana, southeast of Great Falls/no constraints noted | Pilot | June - September 2013 | Sulfate | Sulfate (SO42-) | mg/L | N | N/A | 2500 | 1300 | 48 | [9 empty] | Data not provided | Data not provided | Data not provided | Data not provided | Data not provided | Data not provided | Data not provided | Data not provided |  | Influent | 2.85 | 2.41 | mg/L | 21.72 | °C | Data not provided | N/A | Data not provided | N/A | 382.6 | mV | 2404 | µS/cm | 27.1 | %DO | Data not provided | Data not provided | Data not provided | Data not provided | Data not provided | Data not provided | Data not provided | Data not provided | Data not provided | Data not provided | Data not provided | Data not provided | Pre-treatment substrate of limestone gravel overlain by a manure and compost layer. | Data not provided | Data not provided
Final Danny T Adit Treatability Study Year 1 Technical Memorandum, Barker-Hughesville Mining District Superfund Site Cascade and Judith Basin Counties, Montana | BARKER HUGHESVILLE MINING DISTRICT | MT6122307485 | N/A | N/A | SAPS | Data not provided | Successive alkalinity producing system (SAPS) pre-treatment | Passive | Successive alkalinity producing system (SAPS) | Pre-treatment | Danny T adit water | Y | Pre-treatment | Batteries used to run metering pump, slurry mixer, and timer switch | Remote central Montana, southeast of Great Falls/no constraints noted | Pilot | June - September 2013 | Sulfate | Sulfate (SO42-) | mg/L | N | N/A |  |  |  | 1600 | 600 | 62.5 | [6 empty] | Data not provided | Data not provided | Data not provided | Data not provided | Data not provided | Data not provided | Data not provided | Data not provided |  | Influent | 2.81 | 6.48 | mg/L | 25 | °C | Data not provided | N/A | Data not provided | N/A | 490.9 | mV | 2267 | µS/cm | None | N/A | Data not provided | Data not provided | Data not provided | Data not provided | Data not provided | Data not provided | Data not provided | Data not provided | Data not provided | Data not provided | Data not provided | Data not provided | Pre-treatment substrate of limestone gravel overlain by a manure and compost layer. | Data not provided | Data not provided
Final Danny T Adit Treatability Study Year 1 Technical Memorandum, Barker-Hughesville Mining District Superfund Site Cascade and Judith Basin Counties, Montana | BARKER HUGHESVILLE MINING DISTRICT | MT6122307485 | N/A | N/A | SAPS | Data not provided | Successive alkalinity producing system (SAPS) pre-treatment | Passive | Successive alkalinity producing system (SAPS) | Pre-treatment | Danny T adit water | Y | Pre-treatment | Batteries used to run metering pump, slurry mixer, and timer switch | Remote central Montana, southeast of Great Falls/no constraints noted | Pilot | June - September 2013 | Sulfate | Sulfate (SO42-) | mg/L | N | N/A | [6 empty] | 1700 | 2200 | 22.7273 |  |  |  | Data not provided | Data not provided | Data not provided | Data not provided | Data not provided | Data not provided | Data not provided | Data not provided |  | Effluent | 5.11 | 2.36 | mg/L | 13.38 | °C | Data not provided | N/A | Data not provided | N/A | 178.3 | mV | 2347 | µS/cm | 22.9 | %DO | Data not provided | Data not provided | Data not provided | Data not provided | Data not provided | Data not provided | Data not provided | Data not provided | Data not provided | Data not provided | Data not provided | Data not provided | Pre-treatment substrate of limestone gravel overlain by a manure and compost layer. | Data not provided | Data not provided
Final Danny T Adit Treatability Study Year 1 Technical Memorandum, Barker-Hughesville Mining District Superfund Site Cascade and Judith Basin Counties, Montana | BARKER HUGHESVILLE MINING DISTRICT | MT6122307485 | N/A | N/A | SAPS | Data not provided | Successive alkalinity producing system (SAPS) pre-treatment | Passive | Successive alkalinity producing system (SAPS) | Pre-treatment | Danny T adit water | Y | Pre-treatment | Batteries used to run metering pump, slurry mixer, and timer switch | Remote central Montana, southeast of Great Falls/no constraints noted | Pilot | June - September 2013 | Sulfate | Sulfate (SO42-) | mg/L | N | N/A | [9 empty] | 600 | 1600 | 62.5 | Data not provided | Data not provided | Data not provided | Data not provided | Data not provided | Data not provided | Data not provided | Data not provided |  | Effluent | 6.38 | 0.09 | mg/L | 21.97 | °C | Data not provided | N/A | Data not provided | N/A | -157.6 | mV | 2434 | µS/cm | None | N/A | Data not provided | Data not provided | Data not provided | Data not provided | Data not provided | Data not provided | Data not provided | Data not provided | Data not provided | Data not provided | Data not provided | Data not provided | Pre-treatment substrate of limestone gravel overlain by a manure and compost layer. | Data not provided | Data not provided
Final Danny T Adit Treatability Study Year 1 Technical Memorandum, Barker-Hughesville Mining District Superfund Site Cascade and Judith Basin Counties, Montana | BARKER HUGHESVILLE MINING DISTRICT | MT6122307485 | N/A | N/A | BCR1 | Data not provided | Biochemical reactor (BCR) without pre-treatment (BCR1) | Passive | Biochemical reactor (BCR) | No pre-treatment | Danny T adit water | N | BCR without pre-treatment | Batteries used to run metering pump, slurry mixer, and timer switch | Remote central Montana, southeast of Great Falls/no constraints noted | Pilot | June - September 2013 | Sulfide | Sulfide | mg/L | N | N/A | Data not provided | Data not provided | Not Applicable | [9 empty] | Data not provided | Data not provided | Data not provided | Data not provided | Data not provided | Data not provided | Data not provided | Data not provided |  | Influent | [5 empty] | Data not provided | N/A | Data not provided | N/A | Data not provided | N/A | Data not provided | N/A | None | N/A | Data not provided | Data not provided | Data not provided | Data not provided | Data not provided | Data not provided | Data not provided | Data not provided | Data not provided | Data not provided | Results support the need for pretreatment of high acidity MIW ahead of the BCR. | Data not provided | Substrate: sawdust, wood chips, compost, dairy manure and limestone chips. BCR substrate composition was modified due to a shortage of available manure and limestone. The shortage of manure and limestone may have had a negative impact on treatment effectiveness in the BCRs. | Data not provided | Data not provided
Final Danny T Adit Treatability Study Year 1 Technical Memorandum, Barker-Hughesville Mining District Superfund Site Cascade and Judith Basin Counties, Montana | BARKER HUGHESVILLE MINING DISTRICT | MT6122307485 | N/A | N/A | BCR1 | Data not provided | Biochemical reactor (BCR) without pre-treatment (BCR1) | Passive | Biochemical reactor (BCR) | No pre-treatment | Danny T adit water | N | BCR without pre-treatment | Batteries used to run metering pump, slurry mixer, and timer switch | Remote central Montana, southeast of Great Falls/no constraints noted | Pilot | June - September 2013 | Sulfide | Sulfide | mg/L | N | N/A |  |  |  | Data not provided | Data not provided | Not Applicable | [6 empty] | Data not provided | Data not provided | Data not provided | Data not provided | Data not provided | Data not provided | Data not provided | Data not provided |  | Influent | [5 empty] | Data not provided | N/A | Data not provided | N/A | Data not provided | N/A | Data not provided | N/A | None | N/A | Data not provided | Data not provided | Data not provided | Data not provided | Data not provided | Data not provided | Data not provided | Data not provided | Data not provided | Data not provided | Results support the need for pretreatment of high acidity MIW ahead of the BCR. | Data not provided | Substrate: sawdust, wood chips, compost, dairy manure and limestone chips. BCR substrate composition was modified due to a shortage of available manure and limestone. The shortage of manure and limestone may have had a negative impact on treatment effectiveness in the BCRs. | Data not provided | Data not provided
Final Danny T Adit Treatability Study Year 1 Technical Memorandum, Barker-Hughesville Mining District Superfund Site Cascade and Judith Basin Counties, Montana | BARKER HUGHESVILLE MINING DISTRICT | MT6122307485 | N/A | N/A | BCR1 | Data not provided | Biochemical reactor (BCR) without pre-treatment (BCR1) | Passive | Biochemical reactor (BCR) | No pre-treatment | Danny T adit water | N | BCR without pre-treatment | Batteries used to run metering pump, slurry mixer, and timer switch | Remote central Montana, southeast of Great Falls/no constraints noted | Pilot | June - September 2013 | Sulfide | Sulfide | mg/L | N | N/A | [6 empty] | 4 | Data not provided | Not Applicable |  |  |  | Data not provided | Data not provided | Data not provided | Data not provided | Data not provided | Data not provided | Data not provided | Data not provided |  | Effluent | 6.07 | 0.02 | mg/L | 20.6 | °C | Data not provided | N/A | Data not provided | N/A | -163 | mV | 3505 | µS/cm | None | N/A | Data not provided | Data not provided | Data not provided | Data not provided | Data not provided | Data not provided | Data not provided | Data not provided | Data not provided | Data not provided | Results support the need for pretreatment of high acidity MIW ahead of the BCR. | Data not provided | Substrate: sawdust, wood chips, compost, dairy manure and limestone chips. BCR substrate composition was modified due to a shortage of available manure and limestone. The shortage of manure and limestone may have had a negative impact on treatment effectiveness in the BCRs. | Data not provided | Data not provided
Final Danny T Adit Treatability Study Year 1 Technical Memorandum, Barker-Hughesville Mining District Superfund Site Cascade and Judith Basin Counties, Montana | BARKER HUGHESVILLE MINING DISTRICT | MT6122307485 | N/A | N/A | BCR1 | Data not provided | Biochemical reactor (BCR) without pre-treatment (BCR1) | Passive | Biochemical reactor (BCR) | No pre-treatment | Danny T adit water | N | BCR without pre-treatment | Batteries used to run metering pump, slurry mixer, and timer switch | Remote central Montana, southeast of Great Falls/no constraints noted | Pilot | June - September 2013 | Sulfide | Sulfide | mg/L | N | N/A | [9 empty] | 0.04 U | Data not provided | Not Applicable | Data not provided | Data not provided | Data not provided | Data not provided | Data not provided | Data not provided | Data not provided | Data not provided |  | Effluent | 5.6–5.7 | 1.09–1.33 | mg/L | 14.95–20.25 | °C | Data not provided | N/A | Data not provided | N/A | 35.3–77.2 | mV | 1,992–2,424 | µS/cm | 12–13.6 | %DO | Data not provided | Data not provided | Data not provided | Data not provided | Data not provided | Data not provided | Data not provided | Data not provided | Data not provided | Data not provided | Results support the need for pretreatment of high acidity MIW ahead of the BCR. | Data not provided | Substrate: sawdust, wood chips, compost, dairy manure and limestone chips. BCR substrate composition was modified due to a shortage of available manure and limestone. The shortage of manure and limestone may have had a negative impact on treatment effectiveness in the BCRs. | Data not provided | Data not provided | U = under the detection limit.
Final Danny T Adit Treatability Study Year 1 Technical Memorandum, Barker-Hughesville Mining District Superfund Site Cascade and Judith Basin Counties, Montana | BARKER HUGHESVILLE MINING DISTRICT | MT6122307485 | N/A | N/A | BCR2 | Data not provided | Biochemical reactor (BCR) with SAPS pre-treatment (BCR2) | Passive | Biochemical reactor (BCR) | Pre-treatment | Danny T adit water | Y | BCR with pre-treatment | Batteries used to run metering pump, slurry mixer, and timer switch | Remote central Montana, southeast of Great Falls/no constraints noted | Pilot | June - September 2013 | Sulfide | Sulfide | mg/L | N | N/A | Data not provided | Data not provided | Not Applicable | [9 empty] | Data not provided | Data not provided | Data not provided | Data not provided | Data not provided | Data not provided | Data not provided | Data not provided |  | Influent | [5 empty] | Data not provided | N/A | Data not provided | N/A | Data not provided | N/A | Data not provided | N/A | None | N/A | Data not provided | Data not provided | Data not provided | Data not provided | Data not provided | Data not provided | Data not provided | Data not provided | Data not provided | Data not provided | Data not provided | Data not provided | Substrate: sawdust, wood chips, compost, dairy manure and limestone chips. BCR substrate composition was modified due to a shortage of available manure and limestone. The shortage of manure and limestone may have had a negative impact on treatment effectiveness in the BCRs. | Data not provided | Data not provided
Final Danny T Adit Treatability Study Year 1 Technical Memorandum, Barker-Hughesville Mining District Superfund Site Cascade and Judith Basin Counties, Montana | BARKER HUGHESVILLE MINING DISTRICT | MT6122307485 | N/A | N/A | BCR2 | Data not provided | Biochemical reactor (BCR) with SAPS pre-treatment (BCR2) | Passive | Biochemical reactor (BCR) | Pre-treatment | Danny T adit water | Y | BCR with pre-treatment | Batteries used to run metering pump, slurry mixer, and timer switch | Remote central Montana, southeast of Great Falls/no constraints noted | Pilot | June - September 2013 | Sulfide | Sulfide | mg/L | N | N/A |  |  |  | Data not provided | Data not provided | Not Applicable | [6 empty] | Data not provided | Data not provided | Data not provided | Data not provided | Data not provided | Data not provided | Data not provided | Data not provided |  | Influent | [5 empty] | Data not provided | N/A | Data not provided | N/A | Data not provided | N/A | Data not provided | N/A | None | N/A | Data not provided | Data not provided | Data not provided | Data not provided | Data not provided | Data not provided | Data not provided | Data not provided | Data not provided | Data not provided | Data not provided | Data not provided | Substrate: sawdust, wood chips, compost, dairy manure and limestone chips. BCR substrate composition was modified due to a shortage of available manure and limestone. The shortage of manure and limestone may have had a negative impact on treatment effectiveness in the BCRs. | Data not provided | Data not provided
Final Danny T Adit Treatability Study Year 1 Technical Memorandum, Barker-Hughesville Mining District Superfund Site Cascade and Judith Basin Counties, Montana | BARKER HUGHESVILLE MINING DISTRICT | MT6122307485 | N/A | N/A | BCR2 | Data not provided | Biochemical reactor (BCR) with SAPS pre-treatment (BCR2) | Passive | Biochemical reactor (BCR) | Pre-treatment | Danny T adit water | Y | BCR with pre-treatment | Batteries used to run metering pump, slurry mixer, and timer switch | Remote central Montana, southeast of Great Falls/no constraints noted | Pilot | June - September 2013 | Sulfide | Sulfide | mg/L | N | N/A | [6 empty] | 11 | Data not provided | Not Applicable |  |  |  | Data not provided | Data not provided | Data not provided | Data not provided | Data not provided | Data not provided | Data not provided | Data not provided |  | Effluent | 6.29 | 0.05 | mg/L | 20.2 | °C | Data not provided | N/A | Data not provided | N/A | -153.8 | mV | 4954 | µS/cm | None | N/A | Data not provided | Data not provided | Data not provided | Data not provided | Data not provided | Data not provided | Data not provided | Data not provided | Data not provided | Data not provided | Data not provided | Data not provided | Substrate: sawdust, wood chips, compost, dairy manure and limestone chips. BCR substrate composition was modified due to a shortage of available manure and limestone. The shortage of manure and limestone may have had a negative impact on treatment effectiveness in the BCRs. | Data not provided | Data not provided
Final Danny T Adit Treatability Study Year 1 Technical Memorandum, Barker-Hughesville Mining District Superfund Site Cascade and Judith Basin Counties, Montana | BARKER HUGHESVILLE MINING DISTRICT | MT6122307485 | N/A | N/A | BCR2 | Data not provided | Biochemical reactor (BCR) with SAPS pre-treatment (BCR2) | Passive | Biochemical reactor (BCR) | Pre-treatment | Danny T adit water | Y | BCR with pre-treatment | Batteries used to run metering pump, slurry mixer, and timer switch | Remote central Montana, southeast of Great Falls/no constraints noted | Pilot | June - September 2013 | Sulfide | Sulfide | mg/L | N | N/A | [9 empty] | 0.04 U | Data not provided | Not Applicable | Data not provided | Data not provided | Data not provided | Data not provided | Data not provided | Data not provided | Data not provided | Data not provided |  | Effluent | 5.91 | 1 | mg/L | 20.45 | °C | Data not provided | N/A | Data not provided | N/A | 0.6 | mV | 2019 | µS/cm | 1.14 | %DO | Data not provided | Data not provided | Data not provided | Data not provided | Data not provided | Data not provided | Data not provided | Data not provided | Data not provided | Data not provided | Data not provided | Data not provided | Substrate: sawdust, wood chips, compost, dairy manure and limestone chips. BCR substrate composition was modified due to a shortage of available manure and limestone. The shortage of manure and limestone may have had a negative impact on treatment effectiveness in the BCRs. | Data not provided | Data not provided | U = under the detection limit.
Final Danny T Adit Treatability Study Year 1 Technical Memorandum, Barker-Hughesville Mining District Superfund Site Cascade and Judith Basin Counties, Montana | BARKER HUGHESVILLE MINING DISTRICT | MT6122307485 | N/A | N/A | BCR3 | Data not provided | Biochemical reactor (BCR) with CHIT pre-treatment (BCR3) | Passive | Biochemical reactor (BCR) | Pre-treatment | Danny T adit water | Y | BCR with pre-treatment | Batteries used to run metering pump, slurry mixer, and timer switch | Remote central Montana, southeast of Great Falls/no constraints noted | Pilot | June - September 2013 | Sulfide | Sulfide | mg/L | N | N/A | Data not provided | Data not provided | Not Applicable | [9 empty] | Data not provided | Data not provided | Data not provided | Data not provided | Data not provided | Data not provided | Data not provided | Data not provided |  | Influent | [5 empty] | Data not provided | N/A | Data not provided | N/A | Data not provided | N/A | Data not provided | N/A | None | N/A | Data not provided | Data not provided | Data not provided | Data not provided | Data not provided | Data not provided | Data not provided | Data not provided | Data not provided | Data not provided | Data not provided | Data not provided | Substrate: sawdust, wood chips, compost, dairy manure and limestone chips. BCR substrate composition was modified due to a shortage of available manure and limestone. The shortage of manure and limestone may have had a negative impact on treatment effectiveness in the BCRs. | Data not provided | Data not provided
Final Danny T Adit Treatability Study Year 1 Technical Memorandum, Barker-Hughesville Mining District Superfund Site Cascade and Judith Basin Counties, Montana | BARKER HUGHESVILLE MINING DISTRICT | MT6122307485 | N/A | N/A | BCR3 | Data not provided | Biochemical reactor (BCR) with CHIT pre-treatment (BCR3) | Passive | Biochemical reactor (BCR) | Pre-treatment | Danny T adit water | Y | BCR with pre-treatment | Batteries used to run metering pump, slurry mixer, and timer switch | Remote central Montana, southeast of Great Falls/no constraints noted | Pilot | June - September 2013 | Sulfide | Sulfide | mg/L | N | N/A |  |  |  | Data not provided | Data not provided | Not Applicable | [6 empty] | Data not provided | Data not provided | Data not provided | Data not provided | Data not provided | Data not provided | Data not provided | Data not provided |  | Influent | [5 empty] | Data not provided | N/A | Data not provided | N/A | Data not provided | N/A | Data not provided | N/A | None | N/A | Data not provided | Data not provided | Data not provided | Data not provided | Data not provided | Data not provided | Data not provided | Data not provided | Data not provided | Data not provided | Data not provided | Data not provided | Substrate: sawdust, wood chips, compost, dairy manure and limestone chips. BCR substrate composition was modified due to a shortage of available manure and limestone. The shortage of manure and limestone may have had a negative impact on treatment effectiveness in the BCRs. | Data not provided | Data not provided
Final Danny T Adit Treatability Study Year 1 Technical Memorandum, Barker-Hughesville Mining District Superfund Site Cascade and Judith Basin Counties, Montana | BARKER HUGHESVILLE MINING DISTRICT | MT6122307485 | N/A | N/A | BCR3 | Data not provided | Biochemical reactor (BCR) with CHIT pre-treatment (BCR3) | Passive | Biochemical reactor (BCR) | Pre-treatment | Danny T adit water | Y | BCR with pre-treatment | Batteries used to run metering pump, slurry mixer, and timer switch | Remote central Montana, southeast of Great Falls/no constraints noted | Pilot | June - September 2013 | Sulfide | Sulfide | mg/L | N | N/A | [6 empty] | 112 | Data not provided | Not Applicable |  |  |  | Data not provided | Data not provided | Data not provided | Data not provided | Data not provided | Data not provided | Data not provided | Data not provided |  | Effluent | 6.75 | 2.38 | mg/L | 14.5 | °C | Data not provided | N/A | Data not provided | N/A | -325.7 | mV | 5866 | µS/cm | 23.5 | %DO | Data not provided | Data not provided | Data not provided | Data not provided | Data not provided | Data not provided | Data not provided | Data not provided | Data not provided | Data not provided | Data not provided | Data not provided | Substrate: sawdust, wood chips, compost, dairy manure and limestone chips. BCR substrate composition was modified due to a shortage of available manure and limestone. The shortage of manure and limestone may have had a negative impact on treatment effectiveness in the BCRs. | Data not provided | Data not provided
Final Danny T Adit Treatability Study Year 1 Technical Memorandum, Barker-Hughesville Mining District Superfund Site Cascade and Judith Basin Counties, Montana | BARKER HUGHESVILLE MINING DISTRICT | MT6122307485 | N/A | N/A | BCR3 | Data not provided | Biochemical reactor (BCR) with CHIT pre-treatment (BCR3) | Passive | Biochemical reactor (BCR) | Pre-treatment | Danny T adit water | Y | BCR with pre-treatment | Batteries used to run metering pump, slurry mixer, and timer switch | Remote central Montana, southeast of Great Falls/no constraints noted | Pilot | June - September 2013 | Sulfide | Sulfide | mg/L | N | N/A | [9 empty] | 23 | Data not provided | Not Applicable | Data not provided | Data not provided | Data not provided | Data not provided | Data not provided | Data not provided | Data not provided | Data not provided |  | Effluent | 6.81 | 0.1 | mg/L | 20.21 | °C | Data not provided | N/A | Data not provided | N/A | -267.5 | mV | 6424 | µS/cm | None | N/A | Data not provided | Data not provided | Data not provided | Data not provided | Data not provided | Data not provided | Data not provided | Data not provided | Data not provided | Data not provided | Data not provided | Data not provided | Substrate: sawdust, wood chips, compost, dairy manure and limestone chips. BCR substrate composition was modified due to a shortage of available manure and limestone. The shortage of manure and limestone may have had a negative impact on treatment effectiveness in the BCRs. | Data not provided | Data not provided
Final Danny T Adit Treatability Study Year 1 Technical Memorandum, Barker-Hughesville Mining District Superfund Site Cascade and Judith Basin Counties, Montana | BARKER HUGHESVILLE MINING DISTRICT | MT6122307485 | N/A | N/A | BCR4 | Data not provided | Biochemical reactor (BCR) with Mg(OH)2 pre-treatment (BCR4) | Passive | Biochemical reactor (BCR) | Pre-treatment | Danny T adit water | Y | BCR with pre-treatment | Batteries used to run metering pump, slurry mixer, and timer switch | Remote central Montana, southeast of Great Falls/no constraints noted | Pilot | June - September 2013 | Sulfide | Sulfide | mg/L | N | N/A | Data not provided | Data not provided | Not Applicable | [9 empty] | Data not provided | Data not provided | Data not provided | Data not provided | Data not provided | Data not provided | Data not provided | Data not provided |  | Influent | [5 empty] | Data not provided | N/A | Data not provided | N/A | Data not provided | N/A | Data not provided | N/A | None | N/A | Data not provided | Data not provided | Data not provided | Data not provided | Data not provided | Data not provided | Data not provided | Data not provided | Data not provided | Data not provided | Data not provided | Data not provided | Substrate: sawdust, wood chips, compost, dairy manure and limestone chips. BCR substrate composition was modified due to a shortage of available manure and limestone. The shortage of manure and limestone may have had a negative impact on treatment effectiveness in the BCRs. | Data not provided | Data not provided
Final Danny T Adit Treatability Study Year 1 Technical Memorandum, Barker-Hughesville Mining District Superfund Site Cascade and Judith Basin Counties, Montana | BARKER HUGHESVILLE MINING DISTRICT | MT6122307485 | N/A | N/A | BCR4 | Data not provided | Biochemical reactor (BCR) with Mg(OH)2 pre-treatment (BCR4) | Passive | Biochemical reactor (BCR) | Pre-treatment | Danny T adit water | Y | BCR with pre-treatment | Batteries used to run metering pump, slurry mixer, and timer switch | Remote central Montana, southeast of Great Falls/no constraints noted | Pilot | June - September 2013 | Sulfide | Sulfide | mg/L | N | N/A |  |  |  | Data not provided | Data not provided | Not Applicable | [6 empty] | Data not provided | Data not provided | Data not provided | Data not provided | Data not provided | Data not provided | Data not provided | Data not provided |  | Influent | [5 empty] | Data not provided | N/A | Data not provided | N/A | Data not provided | N/A | Data not provided | N/A | None | N/A | Data not provided | Data not provided | Data not provided | Data not provided | Data not provided | Data not provided | Data not provided | Data not provided | Data not provided | Data not provided | Data not provided | Data not provided | Substrate: sawdust, wood chips, compost, dairy manure and limestone chips. BCR substrate composition was modified due to a shortage of available manure and limestone. The shortage of manure and limestone may have had a negative impact on treatment effectiveness in the BCRs. | Data not provided | Data not provided
Final Danny T Adit Treatability Study Year 1 Technical Memorandum, Barker-Hughesville Mining District Superfund Site Cascade and Judith Basin Counties, Montana | BARKER HUGHESVILLE MINING DISTRICT | MT6122307485 | N/A | N/A | BCR4 | Data not provided | Biochemical reactor (BCR) with Mg(OH)2 pre-treatment (BCR4) | Passive | Biochemical reactor (BCR) | Pre-treatment | Danny T adit water | Y | BCR with pre-treatment | Batteries used to run metering pump, slurry mixer, and timer switch | Remote central Montana, southeast of Great Falls/no constraints noted | Pilot | June - September 2013 | Sulfide | Sulfide | mg/L | N | N/A | [6 empty] | 6.6 | Data not provided | Not Applicable |  |  |  | Data not provided | Data not provided | Data not provided | Data not provided | Data not provided | Data not provided | Data not provided | Data not provided |  | Effluent | 6.41 | 0.21 | mg/L | 19.96 | °C | Data not provided | N/A | Data not provided | N/A | -169.1 | mV | 2437 | µS/cm | None | N/A | Data not provided | Data not provided | Data not provided | Data not provided | Data not provided | Data not provided | Data not provided | Data not provided | Data not provided | Data not provided | Data not provided | Data not provided | Substrate: sawdust, wood chips, compost, dairy manure and limestone chips. BCR substrate composition was modified due to a shortage of available manure and limestone. The shortage of manure and limestone may have had a negative impact on treatment effectiveness in the BCRs. | Data not provided | Data not provided
Final Danny T Adit Treatability Study Year 1 Technical Memorandum, Barker-Hughesville Mining District Superfund Site Cascade and Judith Basin Counties, Montana | BARKER HUGHESVILLE MINING DISTRICT | MT6122307485 | N/A | N/A | BCR4 | Data not provided | Biochemical reactor (BCR) with Mg(OH)2 pre-treatment (BCR4) | Passive | Biochemical reactor (BCR) | Pre-treatment | Danny T adit water | Y | BCR with pre-treatment | Batteries used to run metering pump, slurry mixer, and timer switch | Remote central Montana, southeast of Great Falls/no constraints noted | Pilot | June - September 2013 | Sulfide | Sulfide | mg/L | N | N/A | [9 empty] | 0.2 U | Data not provided | Not Applicable | Data not provided | Data not provided | Data not provided | Data not provided | Data not provided | Data not provided | Data not provided | Data not provided |  | Effluent | 6.97 | 4.35 | mg/L | 16.88 | °C | Data not provided | N/A | Data not provided | N/A | -117.7 | mV | 3247 | µS/cm | 45.8 | %DO | Data not provided | Data not provided | Data not provided | Data not provided | Data not provided | Data not provided | Data not provided | Data not provided | Data not provided | Data not provided | Data not provided | Data not provided | Substrate: sawdust, wood chips, compost, dairy manure and limestone chips. BCR substrate composition was modified due to a shortage of available manure and limestone. The shortage of manure and limestone may have had a negative impact on treatment effectiveness in the BCRs. | Data not provided | Data not provided | U = under the detection limit.
Final Danny T Adit Treatability Study Year 1 Technical Memorandum, Barker-Hughesville Mining District Superfund Site Cascade and Judith Basin Counties, Montana | BARKER HUGHESVILLE MINING DISTRICT | MT6122307485 | N/A | N/A | CHIT | Data not provided | Chitorem pre-treatment (CHIT) | Passive | Chitorem® | Pre-treatment | Danny T adit water | Y | Pre-treatment | Batteries used to run metering pump, slurry mixer, and timer switch | Remote central Montana, southeast of Great Falls/no constraints noted | Pilot | June - September 2013 | Sulfide | Sulfide | mg/L | N | N/A | Data not provided | Data not provided | Not Applicable | [9 empty] | Data not provided | Data not provided | Data not provided | Data not provided | Data not provided | Data not provided | Data not provided | Data not provided |  | Influent | [5 empty] | Data not provided | N/A | Data not provided | N/A | Data not provided | N/A | Data not provided | N/A | None | N/A | Data not provided | Data not provided | Data not provided | Data not provided | Data not provided | Data not provided | Data not provided | Data not provided | Data not provided | Data not provided | The Chitorem/BCR3 treatment provided the best overall treatment performance for both metal removal and sustaining sulfate reducing conditions. | Data not provided | Chitorem is a proprietary material that contains calcium carbonate, protein, and chitin (crab shell). Also contains its own bacteria - material breaks down and produces carbonates (adds alkalinity). | The Chitorem substrate composition was modified by adding pea gravel to increase permeability. | Data not provided
Final Danny T Adit Treatability Study Year 1 Technical Memorandum, Barker-Hughesville Mining District Superfund Site Cascade and Judith Basin Counties, Montana | BARKER HUGHESVILLE MINING DISTRICT | MT6122307485 | N/A | N/A | CHIT | Data not provided | Chitorem pre-treatment (CHIT) | Passive | Chitorem® | Pre-treatment | Danny T adit water | Y | Pre-treatment | Batteries used to run metering pump, slurry mixer, and timer switch | Remote central Montana, southeast of Great Falls/no constraints noted | Pilot | June - September 2013 | Sulfide | Sulfide | mg/L | N | N/A |  |  |  | Data not provided | Data not provided | Not Applicable | [6 empty] | Data not provided | Data not provided | Data not provided | Data not provided | Data not provided | Data not provided | Data not provided | Data not provided |  | Influent | [5 empty] | Data not provided | N/A | Data not provided | N/A | Data not provided | N/A | Data not provided | N/A | None | N/A | Data not provided | Data not provided | Data not provided | Data not provided | Data not provided | Data not provided | Data not provided | Data not provided | Data not provided | Data not provided | The Chitorem/BCR3 treatment provided the best overall treatment performance for both metal removal and sustaining sulfate reducing conditions. | Data not provided | Chitorem is a proprietary material that contains calcium carbonate, protein, and chitin (crab shell). Also contains its own bacteria - material breaks down and produces carbonates (adds alkalinity). | The Chitorem substrate composition was modified by adding pea gravel to increase permeability. | Data not provided
Final Danny T Adit Treatability Study Year 1 Technical Memorandum, Barker-Hughesville Mining District Superfund Site Cascade and Judith Basin Counties, Montana | BARKER HUGHESVILLE MINING DISTRICT | MT6122307485 | N/A | N/A | CHIT | Data not provided | Chitorem pre-treatment (CHIT) | Passive | Chitorem® | Pre-treatment | Danny T adit water | Y | Pre-treatment | Batteries used to run metering pump, slurry mixer, and timer switch | Remote central Montana, southeast of Great Falls/no constraints noted | Pilot | June - September 2013 | Sulfide | Sulfide | mg/L | N | N/A | [6 empty] | 29 | Data not provided | Not Applicable |  |  |  | Data not provided | Data not provided | Data not provided | Data not provided | Data not provided | Data not provided | Data not provided | Data not provided |  | Effluent | 6.65 | 0.05 | mg/L | 21.52 | °C | Data not provided | N/A | Data not provided | N/A | -206.8 | mV | 60571 | µS/cm | None | N/A | Data not provided | Data not provided | Data not provided | Data not provided | Data not provided | Data not provided | Data not provided | Data not provided | Data not provided | Data not provided | The Chitorem/BCR3 treatment provided the best overall treatment performance for both metal removal and sustaining sulfate reducing conditions. | Data not provided | Chitorem is a proprietary material that contains calcium carbonate, protein, and chitin (crab shell). Also contains its own bacteria - material breaks down and produces carbonates (adds alkalinity). | The Chitorem substrate composition was modified by adding pea gravel to increase permeability. | Only one effluent observation.
Final Danny T Adit Treatability Study Year 1 Technical Memorandum, Barker-Hughesville Mining District Superfund Site Cascade and Judith Basin Counties, Montana | BARKER HUGHESVILLE MINING DISTRICT | MT6122307485 | N/A | N/A | CHIT | Data not provided | Chitorem pre-treatment (CHIT) | Passive | Chitorem® | Pre-treatment | Danny T adit water | Y | Pre-treatment | Batteries used to run metering pump, slurry mixer, and timer switch | Remote central Montana, southeast of Great Falls/no constraints noted | Pilot | June - September 2013 | Sulfide | Sulfide | mg/L | N | N/A | [9 empty] | 29 | Data not provided | Not Applicable | Data not provided | Data not provided | Data not provided | Data not provided | Data not provided | Data not provided | Data not provided | Data not provided |  | Effluent | 6.65 | 0.05 | mg/L | 21.52 | °C | Data not provided | N/A | Data not provided | N/A | -206.8 | mV | 60571 | µS/cm | None | N/A | Data not provided | Data not provided | Data not provided | Data not provided | Data not provided | Data not provided | Data not provided | Data not provided | Data not provided | Data not provided | The Chitorem/BCR3 treatment provided the best overall treatment performance for both metal removal and sustaining sulfate reducing conditions. | Data not provided | Chitorem is a proprietary material that contains calcium carbonate, protein, and chitin (crab shell). Also contains its own bacteria - material breaks down and produces carbonates (adds alkalinity). | The Chitorem substrate composition was modified by adding pea gravel to increase permeability. | Only one effluent observation.
Final Danny T Adit Treatability Study Year 1 Technical Memorandum, Barker-Hughesville Mining District Superfund Site Cascade and Judith Basin Counties, Montana | BARKER HUGHESVILLE MINING DISTRICT | MT6122307485 | N/A | N/A | MGOH | Data not provided | Alkaline Addition pre-treatment - Mg(OH)2 | Passive | Magnesium hydroxide Mg(OH)2 | Pre-treatment | Danny T adit water | Y | Pre-treatment | Batteries used to run metering pump, slurry mixer, and timer switch | Remote central Montana, southeast of Great Falls/no constraints noted | Pilot | June - September 2013 | Sulfide | Sulfide | mg/L | N | N/A | Data not provided | Data not provided | Not Applicable | [9 empty] | Data not provided | Data not provided | Data not provided | Data not provided | Data not provided | Data not provided | Data not provided | Data not provided |  | Influent | [5 empty] | Data not provided | N/A | Data not provided | N/A | Data not provided | N/A | Data not provided | N/A | None | N/A | Data not provided | Data not provided | Data not provided | Data not provided | Data not provided | Data not provided | Data not provided | Data not provided | Data not provided | Data not provided | Data not provided | Data not provided | Alkaline addition using a magnesium hydroxide (Mg(OH)2) solution. | Data not provided | Data not provided
Final Danny T Adit Treatability Study Year 1 Technical Memorandum, Barker-Hughesville Mining District Superfund Site Cascade and Judith Basin Counties, Montana | BARKER HUGHESVILLE MINING DISTRICT | MT6122307485 | N/A | N/A | MGOH | Data not provided | Alkaline Addition pre-treatment - Mg(OH)2 | Passive | Magnesium hydroxide Mg(OH)2 | Pre-treatment | Danny T adit water | Y | Pre-treatment | Batteries used to run metering pump, slurry mixer, and timer switch | Remote central Montana, southeast of Great Falls/no constraints noted | Pilot | June - September 2013 | Sulfide | Sulfide | mg/L | N | N/A |  |  |  | Data not provided | Data not provided | Not Applicable | [6 empty] | Data not provided | Data not provided | Data not provided | Data not provided | Data not provided | Data not provided | Data not provided | Data not provided |  | Influent | [5 empty] | Data not provided | N/A | Data not provided | N/A | Data not provided | N/A | Data not provided | N/A | None | N/A | Data not provided | Data not provided | Data not provided | Data not provided | Data not provided | Data not provided | Data not provided | Data not provided | Data not provided | Data not provided | Data not provided | Data not provided | Alkaline addition using a magnesium hydroxide (Mg(OH)2) solution. | Data not provided | Data not provided
Final Danny T Adit Treatability Study Year 1 Technical Memorandum, Barker-Hughesville Mining District Superfund Site Cascade and Judith Basin Counties, Montana | BARKER HUGHESVILLE MINING DISTRICT | MT6122307485 | N/A | N/A | MGOH | Data not provided | Alkaline Addition pre-treatment - Mg(OH)2 | Passive | Magnesium hydroxide Mg(OH)2 | Pre-treatment | Danny T adit water | Y | Pre-treatment | Batteries used to run metering pump, slurry mixer, and timer switch | Remote central Montana, southeast of Great Falls/no constraints noted | Pilot | June - September 2013 | Sulfide | Sulfide | mg/L | N | N/A | [6 empty] | Data not provided | Data not provided | Not Applicable |  |  |  | Data not provided | Data not provided | Data not provided | Data not provided | Data not provided | Data not provided | Data not provided | Data not provided |  | Effluent | [5 empty] | Data not provided | N/A | Data not provided | N/A | Data not provided | N/A | Data not provided | N/A | None | N/A | Data not provided | Data not provided | Data not provided | Data not provided | Data not provided | Data not provided | Data not provided | Data not provided | Data not provided | Data not provided | Data not provided | Data not provided | Alkaline addition using a magnesium hydroxide (Mg(OH)2) solution. | Data not provided | Data not provided
Final Danny T Adit Treatability Study Year 1 Technical Memorandum, Barker-Hughesville Mining District Superfund Site Cascade and Judith Basin Counties, Montana | BARKER HUGHESVILLE MINING DISTRICT | MT6122307485 | N/A | N/A | MGOH | Data not provided | Alkaline Addition pre-treatment - Mg(OH)2 | Passive | Magnesium hydroxide Mg(OH)2 | Pre-treatment | Danny T adit water | Y | Pre-treatment | Batteries used to run metering pump, slurry mixer, and timer switch | Remote central Montana, southeast of Great Falls/no constraints noted | Pilot | June - September 2013 | Sulfide | Sulfide | mg/L | N | N/A | [9 empty] | Data not provided | Data not provided | Not Applicable | Data not provided | Data not provided | Data not provided | Data not provided | Data not provided | Data not provided | Data not provided | Data not provided |  | Effluent | [5 empty] | Data not provided | N/A | Data not provided | N/A | Data not provided | N/A | Data not provided | N/A | None | N/A | Data not provided | Data not provided | Data not provided | Data not provided | Data not provided | Data not provided | Data not provided | Data not provided | Data not provided | Data not provided | Data not provided | Data not provided | Alkaline addition using a magnesium hydroxide (Mg(OH)2) solution. | Data not provided | Data not provided
Final Danny T Adit Treatability Study Year 1 Technical Memorandum, Barker-Hughesville Mining District Superfund Site Cascade and Judith Basin Counties, Montana | BARKER HUGHESVILLE MINING DISTRICT | MT6122307485 | N/A | N/A | SAPS | Data not provided | Successive alkalinity producing system (SAPS) pre-treatment | Passive | Successive alkalinity producing system (SAPS) | Pre-treatment | Danny T adit water | Y | Pre-treatment | Batteries used to run metering pump, slurry mixer, and timer switch | Remote central Montana, southeast of Great Falls/no constraints noted | Pilot | June - September 2013 | Sulfide | Sulfide | mg/L | N | N/A | Data not provided | Data not provided | Not Applicable | [9 empty] | Data not provided | Data not provided | Data not provided | Data not provided | Data not provided | Data not provided | Data not provided | Data not provided |  | Influent | [5 empty] | Data not provided | N/A | Data not provided | N/A | Data not provided | N/A | Data not provided | N/A | None | N/A | Data not provided | Data not provided | Data not provided | Data not provided | Data not provided | Data not provided | Data not provided | Data not provided | Data not provided | Data not provided | Data not provided | Data not provided | Pre-treatment substrate of limestone gravel overlain by a manure and compost layer. | Data not provided | Data not provided
Final Danny T Adit Treatability Study Year 1 Technical Memorandum, Barker-Hughesville Mining District Superfund Site Cascade and Judith Basin Counties, Montana | BARKER HUGHESVILLE MINING DISTRICT | MT6122307485 | N/A | N/A | SAPS | Data not provided | Successive alkalinity producing system (SAPS) pre-treatment | Passive | Successive alkalinity producing system (SAPS) | Pre-treatment | Danny T adit water | Y | Pre-treatment | Batteries used to run metering pump, slurry mixer, and timer switch | Remote central Montana, southeast of Great Falls/no constraints noted | Pilot | June - September 2013 | Sulfide | Sulfide | mg/L | N | N/A |  |  |  | Data not provided | Data not provided | Not Applicable | [6 empty] | Data not provided | Data not provided | Data not provided | Data not provided | Data not provided | Data not provided | Data not provided | Data not provided |  | Influent | [5 empty] | Data not provided | N/A | Data not provided | N/A | Data not provided | N/A | Data not provided | N/A | None | N/A | Data not provided | Data not provided | Data not provided | Data not provided | Data not provided | Data not provided | Data not provided | Data not provided | Data not provided | Data not provided | Data not provided | Data not provided | Pre-treatment substrate of limestone gravel overlain by a manure and compost layer. | Data not provided | Data not provided
Final Danny T Adit Treatability Study Year 1 Technical Memorandum, Barker-Hughesville Mining District Superfund Site Cascade and Judith Basin Counties, Montana | BARKER HUGHESVILLE MINING DISTRICT | MT6122307485 | N/A | N/A | SAPS | Data not provided | Successive alkalinity producing system (SAPS) pre-treatment | Passive | Successive alkalinity producing system (SAPS) | Pre-treatment | Danny T adit water | Y | Pre-treatment | Batteries used to run metering pump, slurry mixer, and timer switch | Remote central Montana, southeast of Great Falls/no constraints noted | Pilot | June - September 2013 | Sulfide | Sulfide | mg/L | N | N/A | [6 empty] | Data not provided | Data not provided | Not Applicable |  |  |  | Data not provided | Data not provided | Data not provided | Data not provided | Data not provided | Data not provided | Data not provided | Data not provided |  | Effluent | [5 empty] | Data not provided | N/A | Data not provided | N/A | Data not provided | N/A | Data not provided | N/A | None | N/A | Data not provided | Data not provided | Data not provided | Data not provided | Data not provided | Data not provided | Data not provided | Data not provided | Data not provided | Data not provided | Data not provided | Data not provided | Pre-treatment substrate of limestone gravel overlain by a manure and compost layer. | Data not provided | Data not provided
Final Danny T Adit Treatability Study Year 1 Technical Memorandum, Barker-Hughesville Mining District Superfund Site Cascade and Judith Basin Counties, Montana | BARKER HUGHESVILLE MINING DISTRICT | MT6122307485 | N/A | N/A | SAPS | Data not provided | Successive alkalinity producing system (SAPS) pre-treatment | Passive | Successive alkalinity producing system (SAPS) | Pre-treatment | Danny T adit water | Y | Pre-treatment | Batteries used to run metering pump, slurry mixer, and timer switch | Remote central Montana, southeast of Great Falls/no constraints noted | Pilot | June - September 2013 | Sulfide | Sulfide | mg/L | N | N/A | [9 empty] | Data not provided | Data not provided | Not Applicable | Data not provided | Data not provided | Data not provided | Data not provided | Data not provided | Data not provided | Data not provided | Data not provided |  | Effluent | [5 empty] | Data not provided | N/A | Data not provided | N/A | Data not provided | N/A | Data not provided | N/A | None | N/A | Data not provided | Data not provided | Data not provided | Data not provided | Data not provided | Data not provided | Data not provided | Data not provided | Data not provided | Data not provided | Data not provided | Data not provided | Pre-treatment substrate of limestone gravel overlain by a manure and compost layer. | Data not provided | Data not provided
Final Danny T Adit Treatability Study Year 1 Technical Memorandum, Barker-Hughesville Mining District Superfund Site Cascade and Judith Basin Counties, Montana | BARKER HUGHESVILLE MINING DISTRICT | MT6122307485 | N/A | N/A | BCR1 | Data not provided | Biochemical reactor (BCR) without pre-treatment (BCR1) | Passive | Biochemical reactor (BCR) | No pre-treatment | Danny T adit water | N | BCR without pre-treatment | Batteries used to run metering pump, slurry mixer, and timer switch | Remote central Montana, southeast of Great Falls/no constraints noted | Pilot | June - September 2013 | Total Dissolved Solids | TDS | mg/L | N | N/A | 1860 | 1870 | -0.53763 | [9 empty] | Data not provided | Data not provided | Data not provided | Data not provided | Data not provided | Data not provided | Data not provided | Data not provided |  | Influent | 2.93 | 3.87 | mg/L | 15.19 | °C | Data not provided | N/A | Data not provided | N/A | 476.4 | mV | 1332 | µS/cm | None | N/A | Data not provided | Data not provided | Data not provided | Data not provided | Data not provided | Data not provided | Data not provided | Data not provided | Data not provided | Data not provided | Results support the need for pretreatment of high acidity MIW ahead of the BCR. | Data not provided | Substrate: sawdust, wood chips, compost, dairy manure and limestone chips. BCR substrate composition was modified due to a shortage of available manure and limestone. The shortage of manure and limestone may have had a negative impact on treatment effectiveness in the BCRs. | Data not provided | Data not provided
Final Danny T Adit Treatability Study Year 1 Technical Memorandum, Barker-Hughesville Mining District Superfund Site Cascade and Judith Basin Counties, Montana | BARKER HUGHESVILLE MINING DISTRICT | MT6122307485 | N/A | N/A | BCR1 | Data not provided | Biochemical reactor (BCR) without pre-treatment (BCR1) | Passive | Biochemical reactor (BCR) | No pre-treatment | Danny T adit water | N | BCR without pre-treatment | Batteries used to run metering pump, slurry mixer, and timer switch | Remote central Montana, southeast of Great Falls/no constraints noted | Pilot | June - September 2013 | Total Dissolved Solids | TDS | mg/L | N | N/A |  |  |  | 1300 | 1500 | -15.3846 | [6 empty] | Data not provided | Data not provided | Data not provided | Data not provided | Data not provided | Data not provided | Data not provided | Data not provided |  | Influent | 2.8 | 2.19 | mg/L | 25.14 | °C | Data not provided | N/A | Data not provided | N/A | 492.7 | mV | 3394 | µS/cm | 26 | %DO | Data not provided | Data not provided | Data not provided | Data not provided | Data not provided | Data not provided | Data not provided | Data not provided | Data not provided | Data not provided | Results support the need for pretreatment of high acidity MIW ahead of the BCR. | Data not provided | Substrate: sawdust, wood chips, compost, dairy manure and limestone chips. BCR substrate composition was modified due to a shortage of available manure and limestone. The shortage of manure and limestone may have had a negative impact on treatment effectiveness in the BCRs. | Data not provided | Data not provided
Final Danny T Adit Treatability Study Year 1 Technical Memorandum, Barker-Hughesville Mining District Superfund Site Cascade and Judith Basin Counties, Montana | BARKER HUGHESVILLE MINING DISTRICT | MT6122307485 | N/A | N/A | BCR1 | Data not provided | Biochemical reactor (BCR) without pre-treatment (BCR1) | Passive | Biochemical reactor (BCR) | No pre-treatment | Danny T adit water | N | BCR without pre-treatment | Batteries used to run metering pump, slurry mixer, and timer switch | Remote central Montana, southeast of Great Falls/no constraints noted | Pilot | June - September 2013 | Total Dissolved Solids | TDS | mg/L | N | N/A | [6 empty] | 3730 | 1840 | -102.7174 |  |  |  | Data not provided | Data not provided | Data not provided | Data not provided | Data not provided | Data not provided | Data not provided | Data not provided |  | Effluent | 6.07 | 0.02 | mg/L | 20.6 | °C | Data not provided | N/A | Data not provided | N/A | -163 | mV | 3505 | µS/cm | None | N/A | Data not provided | Data not provided | Data not provided | Data not provided | Data not provided | Data not provided | Data not provided | Data not provided | Data not provided | Data not provided | Results support the need for pretreatment of high acidity MIW ahead of the BCR. | Data not provided | Substrate: sawdust, wood chips, compost, dairy manure and limestone chips. BCR substrate composition was modified due to a shortage of available manure and limestone. The shortage of manure and limestone may have had a negative impact on treatment effectiveness in the BCRs. | Data not provided | Data not provided
Final Danny T Adit Treatability Study Year 1 Technical Memorandum, Barker-Hughesville Mining District Superfund Site Cascade and Judith Basin Counties, Montana | BARKER HUGHESVILLE MINING DISTRICT | MT6122307485 | N/A | N/A | BCR1 | Data not provided | Biochemical reactor (BCR) without pre-treatment (BCR1) | Passive | Biochemical reactor (BCR) | No pre-treatment | Danny T adit water | N | BCR without pre-treatment | Batteries used to run metering pump, slurry mixer, and timer switch | Remote central Montana, southeast of Great Falls/no constraints noted | Pilot | June - September 2013 | Total Dissolved Solids | TDS | mg/L | N | N/A | [9 empty] | 1500 | 1300 | -15.3846 | Data not provided | Data not provided | Data not provided | Data not provided | Data not provided | Data not provided | Data not provided | Data not provided |  | Effluent | 5.67 | 2.31 | mg/L | 19.52 | °C | Data not provided | N/A | Data not provided | N/A | 57.6 | mV | 3034 | µS/cm | 23 | %DO | Data not provided | Data not provided | Data not provided | Data not provided | Data not provided | Data not provided | Data not provided | Data not provided | Data not provided | Data not provided | Results support the need for pretreatment of high acidity MIW ahead of the BCR. | Data not provided | Substrate: sawdust, wood chips, compost, dairy manure and limestone chips. BCR substrate composition was modified due to a shortage of available manure and limestone. The shortage of manure and limestone may have had a negative impact on treatment effectiveness in the BCRs. | Data not provided | Data not provided
Final Danny T Adit Treatability Study Year 1 Technical Memorandum, Barker-Hughesville Mining District Superfund Site Cascade and Judith Basin Counties, Montana | BARKER HUGHESVILLE MINING DISTRICT | MT6122307485 | N/A | N/A | BCR2 | Data not provided | Biochemical reactor (BCR) with SAPS pre-treatment (BCR2) | Passive | Biochemical reactor (BCR) | Pre-treatment | Danny T adit water | Y | BCR with pre-treatment | Batteries used to run metering pump, slurry mixer, and timer switch | Remote central Montana, southeast of Great Falls/no constraints noted | Pilot | June - September 2013 | Total Dissolved Solids | TDS | mg/L | N | N/A | 1860 | 1890 | -1.6129 | [9 empty] | Data not provided | Data not provided | Data not provided | Data not provided | Data not provided | Data not provided | Data not provided | Data not provided |  | Influent | 2.93 | 3.87 | mg/L | 15.19 | °C | Data not provided | N/A | Data not provided | N/A | 476.4 | mV | 1332 | µS/cm | None | N/A | Data not provided | Data not provided | Data not provided | Data not provided | Data not provided | Data not provided | Data not provided | Data not provided | Data not provided | Data not provided | Data not provided | Data not provided | Substrate: sawdust, wood chips, compost, dairy manure and limestone chips. BCR substrate composition was modified due to a shortage of available manure and limestone. The shortage of manure and limestone may have had a negative impact on treatment effectiveness in the BCRs. | Data not provided | Data not provided
Final Danny T Adit Treatability Study Year 1 Technical Memorandum, Barker-Hughesville Mining District Superfund Site Cascade and Judith Basin Counties, Montana | BARKER HUGHESVILLE MINING DISTRICT | MT6122307485 | N/A | N/A | BCR2 | Data not provided | Biochemical reactor (BCR) with SAPS pre-treatment (BCR2) | Passive | Biochemical reactor (BCR) | Pre-treatment | Danny T adit water | Y | BCR with pre-treatment | Batteries used to run metering pump, slurry mixer, and timer switch | Remote central Montana, southeast of Great Falls/no constraints noted | Pilot | June - September 2013 | Total Dissolved Solids | TDS | mg/L | N | N/A |  |  |  | 1300 | 1460 | -12.3077 | [6 empty] | Data not provided | Data not provided | Data not provided | Data not provided | Data not provided | Data not provided | Data not provided | Data not provided |  | Influent | 2.8 | 2.19 | mg/L | 25.14 | °C | Data not provided | N/A | Data not provided | N/A | 492.7 | mV | 3394 | µS/cm | 26 | %DO | Data not provided | Data not provided | Data not provided | Data not provided | Data not provided | Data not provided | Data not provided | Data not provided | Data not provided | Data not provided | Data not provided | Data not provided | Substrate: sawdust, wood chips, compost, dairy manure and limestone chips. BCR substrate composition was modified due to a shortage of available manure and limestone. The shortage of manure and limestone may have had a negative impact on treatment effectiveness in the BCRs. | Data not provided | Data not provided
Final Danny T Adit Treatability Study Year 1 Technical Memorandum, Barker-Hughesville Mining District Superfund Site Cascade and Judith Basin Counties, Montana | BARKER HUGHESVILLE MINING DISTRICT | MT6122307485 | N/A | N/A | BCR2 | Data not provided | Biochemical reactor (BCR) with SAPS pre-treatment (BCR2) | Passive | Biochemical reactor (BCR) | Pre-treatment | Danny T adit water | Y | BCR with pre-treatment | Batteries used to run metering pump, slurry mixer, and timer switch | Remote central Montana, southeast of Great Falls/no constraints noted | Pilot | June - September 2013 | Total Dissolved Solids | TDS | mg/L | N | N/A | [6 empty] | 5180 | 1840 | -181.5217 |  |  |  | Data not provided | Data not provided | Data not provided | Data not provided | Data not provided | Data not provided | Data not provided | Data not provided |  | Effluent | 6.29 | 0.05 | mg/L | 20.2 | °C | Data not provided | N/A | Data not provided | N/A | -153.8 | mV | 4954 | µS/cm | None | N/A | Data not provided | Data not provided | Data not provided | Data not provided | Data not provided | Data not provided | Data not provided | Data not provided | Data not provided | Data not provided | Data not provided | Data not provided | Substrate: sawdust, wood chips, compost, dairy manure and limestone chips. BCR substrate composition was modified due to a shortage of available manure and limestone. The shortage of manure and limestone may have had a negative impact on treatment effectiveness in the BCRs. | Data not provided | Data not provided
Final Danny T Adit Treatability Study Year 1 Technical Memorandum, Barker-Hughesville Mining District Superfund Site Cascade and Judith Basin Counties, Montana | BARKER HUGHESVILLE MINING DISTRICT | MT6122307485 | N/A | N/A | BCR2 | Data not provided | Biochemical reactor (BCR) with SAPS pre-treatment (BCR2) | Passive | Biochemical reactor (BCR) | Pre-treatment | Danny T adit water | Y | BCR with pre-treatment | Batteries used to run metering pump, slurry mixer, and timer switch | Remote central Montana, southeast of Great Falls/no constraints noted | Pilot | June - September 2013 | Total Dissolved Solids | TDS | mg/L | N | N/A | [9 empty] | 1460 | 1300 | -12.3077 | Data not provided | Data not provided | Data not provided | Data not provided | Data not provided | Data not provided | Data not provided | Data not provided |  | Effluent | 6.26 | 8.52 | mg/L | 18.4 | °C | Data not provided | N/A | Data not provided | N/A | 19.4 | mV | 3224 | µS/cm | 92.1 | %DO | Data not provided | Data not provided | Data not provided | Data not provided | Data not provided | Data not provided | Data not provided | Data not provided | Data not provided | Data not provided | Data not provided | Data not provided | Substrate: sawdust, wood chips, compost, dairy manure and limestone chips. BCR substrate composition was modified due to a shortage of available manure and limestone. The shortage of manure and limestone may have had a negative impact on treatment effectiveness in the BCRs. | Data not provided | Data not provided
Final Danny T Adit Treatability Study Year 1 Technical Memorandum, Barker-Hughesville Mining District Superfund Site Cascade and Judith Basin Counties, Montana | BARKER HUGHESVILLE MINING DISTRICT | MT6122307485 | N/A | N/A | BCR3 | Data not provided | Biochemical reactor (BCR) with CHIT pre-treatment (BCR3) | Passive | Biochemical reactor (BCR) | Pre-treatment | Danny T adit water | Y | BCR with pre-treatment | Batteries used to run metering pump, slurry mixer, and timer switch | Remote central Montana, southeast of Great Falls/no constraints noted | Pilot | June - September 2013 | Total Dissolved Solids | TDS | mg/L | N | N/A | 1860 | 4490 | -141.3978 | [9 empty] | Data not provided | Data not provided | Data not provided | Data not provided | Data not provided | Data not provided | Data not provided | Data not provided |  | Influent | 2.93 | 3.87 | mg/L | 15.19 | °C | Data not provided | N/A | Data not provided | N/A | 476.4 | mV | 1332 | µS/cm | None | N/A | Data not provided | Data not provided | Data not provided | Data not provided | Data not provided | Data not provided | Data not provided | Data not provided | Data not provided | Data not provided | Data not provided | Data not provided | Substrate: sawdust, wood chips, compost, dairy manure and limestone chips. BCR substrate composition was modified due to a shortage of available manure and limestone. The shortage of manure and limestone may have had a negative impact on treatment effectiveness in the BCRs. | Data not provided | Data not provided
Final Danny T Adit Treatability Study Year 1 Technical Memorandum, Barker-Hughesville Mining District Superfund Site Cascade and Judith Basin Counties, Montana | BARKER HUGHESVILLE MINING DISTRICT | MT6122307485 | N/A | N/A | BCR3 | Data not provided | Biochemical reactor (BCR) with CHIT pre-treatment (BCR3) | Passive | Biochemical reactor (BCR) | Pre-treatment | Danny T adit water | Y | BCR with pre-treatment | Batteries used to run metering pump, slurry mixer, and timer switch | Remote central Montana, southeast of Great Falls/no constraints noted | Pilot | June - September 2013 | Total Dissolved Solids | TDS | mg/L | N | N/A |  |  |  | 1300 | 2050 | -57.6923 | [6 empty] | Data not provided | Data not provided | Data not provided | Data not provided | Data not provided | Data not provided | Data not provided | Data not provided |  | Influent | 2.8 | 2.19 | mg/L | 25.14 | °C | Data not provided | N/A | Data not provided | N/A | 492.7 | mV | 3394 | µS/cm | 26 | %DO | Data not provided | Data not provided | Data not provided | Data not provided | Data not provided | Data not provided | Data not provided | Data not provided | Data not provided | Data not provided | Data not provided | Data not provided | Substrate: sawdust, wood chips, compost, dairy manure and limestone chips. BCR substrate composition was modified due to a shortage of available manure and limestone. The shortage of manure and limestone may have had a negative impact on treatment effectiveness in the BCRs. | Data not provided | Data not provided
Final Danny T Adit Treatability Study Year 1 Technical Memorandum, Barker-Hughesville Mining District Superfund Site Cascade and Judith Basin Counties, Montana | BARKER HUGHESVILLE MINING DISTRICT | MT6122307485 | N/A | N/A | BCR3 | Data not provided | Biochemical reactor (BCR) with CHIT pre-treatment (BCR3) | Passive | Biochemical reactor (BCR) | Pre-treatment | Danny T adit water | Y | BCR with pre-treatment | Batteries used to run metering pump, slurry mixer, and timer switch | Remote central Montana, southeast of Great Falls/no constraints noted | Pilot | June - September 2013 | Total Dissolved Solids | TDS | mg/L | N | N/A | [6 empty] | 7300 | 1840 | -296.7391 |  |  |  | Data not provided | Data not provided | Data not provided | Data not provided | Data not provided | Data not provided | Data not provided | Data not provided |  | Effluent | 6.17 | 0.04 | mg/L | 19.65 | °C | Data not provided | N/A | Data not provided | N/A | -152.5 | mV | 8162 | µS/cm | None | N/A | Data not provided | Data not provided | Data not provided | Data not provided | Data not provided | Data not provided | Data not provided | Data not provided | Data not provided | Data not provided | Data not provided | Data not provided | Substrate: sawdust, wood chips, compost, dairy manure and limestone chips. BCR substrate composition was modified due to a shortage of available manure and limestone. The shortage of manure and limestone may have had a negative impact on treatment effectiveness in the BCRs. | Data not provided | Data not provided
Final Danny T Adit Treatability Study Year 1 Technical Memorandum, Barker-Hughesville Mining District Superfund Site Cascade and Judith Basin Counties, Montana | BARKER HUGHESVILLE MINING DISTRICT | MT6122307485 | N/A | N/A | BCR3 | Data not provided | Biochemical reactor (BCR) with CHIT pre-treatment (BCR3) | Passive | Biochemical reactor (BCR) | Pre-treatment | Danny T adit water | Y | BCR with pre-treatment | Batteries used to run metering pump, slurry mixer, and timer switch | Remote central Montana, southeast of Great Falls/no constraints noted | Pilot | June - September 2013 | Total Dissolved Solids | TDS | mg/L | N | N/A | [9 empty] | 2050 | 1300 | -57.6923 | Data not provided | Data not provided | Data not provided | Data not provided | Data not provided | Data not provided | Data not provided | Data not provided |  | Effluent | 6.55 | 2.79 | mg/L | 16.81 | °C | Data not provided | N/A | Data not provided | N/A | -247.5 | mV | 6207 | µS/cm | 28.3 | %DO | Data not provided | Data not provided | Data not provided | Data not provided | Data not provided | Data not provided | Data not provided | Data not provided | Data not provided | Data not provided | Data not provided | Data not provided | Substrate: sawdust, wood chips, compost, dairy manure and limestone chips. BCR substrate composition was modified due to a shortage of available manure and limestone. The shortage of manure and limestone may have had a negative impact on treatment effectiveness in the BCRs. | Data not provided | Data not provided
Final Danny T Adit Treatability Study Year 1 Technical Memorandum, Barker-Hughesville Mining District Superfund Site Cascade and Judith Basin Counties, Montana | BARKER HUGHESVILLE MINING DISTRICT | MT6122307485 | N/A | N/A | BCR4 | Data not provided | Biochemical reactor (BCR) with Mg(OH)2 pre-treatment (BCR4) | Passive | Biochemical reactor (BCR) | Pre-treatment | Danny T adit water | Y | BCR with pre-treatment | Batteries used to run metering pump, slurry mixer, and timer switch | Remote central Montana, southeast of Great Falls/no constraints noted | Pilot | June - September 2013 | Total Dissolved Solids | TDS | mg/L | N | N/A | 1860 | 1860 | 0 | [9 empty] | Data not provided | Data not provided | Data not provided | Data not provided | Data not provided | Data not provided | Data not provided | Data not provided |  | Influent | 2.93 | 3.87 | mg/L | 15.19 | °C | Data not provided | N/A | Data not provided | N/A | 476.4 | mV | 1332 | µS/cm | None | N/A | Data not provided | Data not provided | Data not provided | Data not provided | Data not provided | Data not provided | Data not provided | Data not provided | Data not provided | Data not provided | Data not provided | Data not provided | Substrate: sawdust, wood chips, compost, dairy manure and limestone chips. BCR substrate composition was modified due to a shortage of available manure and limestone. The shortage of manure and limestone may have had a negative impact on treatment effectiveness in the BCRs. | Data not provided | Data not provided
Final Danny T Adit Treatability Study Year 1 Technical Memorandum, Barker-Hughesville Mining District Superfund Site Cascade and Judith Basin Counties, Montana | BARKER HUGHESVILLE MINING DISTRICT | MT6122307485 | N/A | N/A | BCR4 | Data not provided | Biochemical reactor (BCR) with Mg(OH)2 pre-treatment (BCR4) | Passive | Biochemical reactor (BCR) | Pre-treatment | Danny T adit water | Y | BCR with pre-treatment | Batteries used to run metering pump, slurry mixer, and timer switch | Remote central Montana, southeast of Great Falls/no constraints noted | Pilot | June - September 2013 | Total Dissolved Solids | TDS | mg/L | N | N/A |  |  |  | 1300 | 1460 | -12.3077 | [6 empty] | Data not provided | Data not provided | Data not provided | Data not provided | Data not provided | Data not provided | Data not provided | Data not provided |  | Influent | 2.8 | 2.19 | mg/L | 25.14 | °C | Data not provided | N/A | Data not provided | N/A | 492.7 | mV | 3394 | µS/cm | 26 | %DO | Data not provided | Data not provided | Data not provided | Data not provided | Data not provided | Data not provided | Data not provided | Data not provided | Data not provided | Data not provided | Data not provided | Data not provided | Substrate: sawdust, wood chips, compost, dairy manure and limestone chips. BCR substrate composition was modified due to a shortage of available manure and limestone. The shortage of manure and limestone may have had a negative impact on treatment effectiveness in the BCRs. | Data not provided | Data not provided
Final Danny T Adit Treatability Study Year 1 Technical Memorandum, Barker-Hughesville Mining District Superfund Site Cascade and Judith Basin Counties, Montana | BARKER HUGHESVILLE MINING DISTRICT | MT6122307485 | N/A | N/A | BCR4 | Data not provided | Biochemical reactor (BCR) with Mg(OH)2 pre-treatment (BCR4) | Passive | Biochemical reactor (BCR) | Pre-treatment | Danny T adit water | Y | BCR with pre-treatment | Batteries used to run metering pump, slurry mixer, and timer switch | Remote central Montana, southeast of Great Falls/no constraints noted | Pilot | June - September 2013 | Total Dissolved Solids | TDS | mg/L | N | N/A | [6 empty] | 4590 | 1840 | -149.4565 |  |  |  | Data not provided | Data not provided | Data not provided | Data not provided | Data not provided | Data not provided | Data not provided | Data not provided |  | Effluent | 6.25 | 0.02 | mg/L | 20.16 | °C | Data not provided | N/A | Data not provided | N/A | -144.8 | mV | 4001 | µS/cm | None | N/A | Data not provided | Data not provided | Data not provided | Data not provided | Data not provided | Data not provided | Data not provided | Data not provided | Data not provided | Data not provided | Data not provided | Data not provided | Substrate: sawdust, wood chips, compost, dairy manure and limestone chips. BCR substrate composition was modified due to a shortage of available manure and limestone. The shortage of manure and limestone may have had a negative impact on treatment effectiveness in the BCRs. | Data not provided | Data not provided
Final Danny T Adit Treatability Study Year 1 Technical Memorandum, Barker-Hughesville Mining District Superfund Site Cascade and Judith Basin Counties, Montana | BARKER HUGHESVILLE MINING DISTRICT | MT6122307485 | N/A | N/A | BCR4 | Data not provided | Biochemical reactor (BCR) with Mg(OH)2 pre-treatment (BCR4) | Passive | Biochemical reactor (BCR) | Pre-treatment | Danny T adit water | Y | BCR with pre-treatment | Batteries used to run metering pump, slurry mixer, and timer switch | Remote central Montana, southeast of Great Falls/no constraints noted | Pilot | June - September 2013 | Total Dissolved Solids | TDS | mg/L | N | N/A | [9 empty] | 1460 | 1300 | -12.3077 | Data not provided | Data not provided | Data not provided | Data not provided | Data not provided | Data not provided | Data not provided | Data not provided |  | Effluent | 6.97 | 4.35 | mg/L | 16.88 | °C | Data not provided | N/A | Data not provided | N/A | -117.7 | mV | 3247 | µS/cm | 45.8 | %DO | Data not provided | Data not provided | Data not provided | Data not provided | Data not provided | Data not provided | Data not provided | Data not provided | Data not provided | Data not provided | Data not provided | Data not provided | Substrate: sawdust, wood chips, compost, dairy manure and limestone chips. BCR substrate composition was modified due to a shortage of available manure and limestone. The shortage of manure and limestone may have had a negative impact on treatment effectiveness in the BCRs. | Data not provided | Data not provided
Final Danny T Adit Treatability Study Year 1 Technical Memorandum, Barker-Hughesville Mining District Superfund Site Cascade and Judith Basin Counties, Montana | BARKER HUGHESVILLE MINING DISTRICT | MT6122307485 | N/A | N/A | CHIT | Data not provided | Chitorem pre-treatment (CHIT) | Passive | Chitorem® | Pre-treatment | Danny T adit water | Y | Pre-treatment | Batteries used to run metering pump, slurry mixer, and timer switch | Remote central Montana, southeast of Great Falls/no constraints noted | Pilot | June - September 2013 | Total Dissolved Solids | TDS | mg/L | N | N/A | 1860 | 3980 | -113.9785 | [9 empty] | Data not provided | Data not provided | Data not provided | Data not provided | Data not provided | Data not provided | Data not provided | Data not provided |  | Influent | 2.93 | 3.87 | mg/L | 15.19 | °C | Data not provided | N/A | Data not provided | N/A | 476.4 | mV | 1332 | µS/cm | None | N/A | Data not provided | Data not provided | Data not provided | Data not provided | Data not provided | Data not provided | Data not provided | Data not provided | Data not provided | Data not provided | The Chitorem/BCR3 treatment provided the best overall treatment performance for both metal removal and sustaining sulfate reducing conditions. | Data not provided | Chitorem is a proprietary material that contains calcium carbonate, protein, and chitin (crab shell). Also contains its own bacteria - material breaks down and produces carbonates (adds alkalinity). | The Chitorem substrate composition was modified by adding pea gravel to increase permeability. | Data not provided
Final Danny T Adit Treatability Study Year 1 Technical Memorandum, Barker-Hughesville Mining District Superfund Site Cascade and Judith Basin Counties, Montana | BARKER HUGHESVILLE MINING DISTRICT | MT6122307485 | N/A | N/A | CHIT | Data not provided | Chitorem pre-treatment (CHIT) | Passive | Chitorem® | Pre-treatment | Danny T adit water | Y | Pre-treatment | Batteries used to run metering pump, slurry mixer, and timer switch | Remote central Montana, southeast of Great Falls/no constraints noted | Pilot | June - September 2013 | Total Dissolved Solids | TDS | mg/L | N | N/A |  |  |  | 1300 | 1660 | -27.6923 | [6 empty] | Data not provided | Data not provided | Data not provided | Data not provided | Data not provided | Data not provided | Data not provided | Data not provided |  | Influent | 2.8 | 2.19 | mg/L | 25.14 | °C | Data not provided | N/A | Data not provided | N/A | 492.7 | mV | 3394 | µS/cm | 26 | %DO | Data not provided | Data not provided | Data not provided | Data not provided | Data not provided | Data not provided | Data not provided | Data not provided | Data not provided | Data not provided | The Chitorem/BCR3 treatment provided the best overall treatment performance for both metal removal and sustaining sulfate reducing conditions. | Data not provided | Chitorem is a proprietary material that contains calcium carbonate, protein, and chitin (crab shell). Also contains its own bacteria - material breaks down and produces carbonates (adds alkalinity). | The Chitorem substrate composition was modified by adding pea gravel to increase permeability. | Data not provided
Final Danny T Adit Treatability Study Year 1 Technical Memorandum, Barker-Hughesville Mining District Superfund Site Cascade and Judith Basin Counties, Montana | BARKER HUGHESVILLE MINING DISTRICT | MT6122307485 | N/A | N/A | CHIT | Data not provided | Chitorem pre-treatment (CHIT) | Passive | Chitorem® | Pre-treatment | Danny T adit water | Y | Pre-treatment | Batteries used to run metering pump, slurry mixer, and timer switch | Remote central Montana, southeast of Great Falls/no constraints noted | Pilot | June - September 2013 | Total Dissolved Solids | TDS | mg/L | N | N/A | [6 empty] | 51300 | 1840 | -2688.0435 |  |  |  | Data not provided | Data not provided | Data not provided | Data not provided | Data not provided | Data not provided | Data not provided | Data not provided |  | Effluent | 6.65 | 0.05 | mg/L | 21.52 | °C | Data not provided | N/A | Data not provided | N/A | -206.8 | mV | 60571 | µS/cm | None | N/A | Data not provided | Data not provided | Data not provided | Data not provided | Data not provided | Data not provided | Data not provided | Data not provided | Data not provided | Data not provided | The Chitorem/BCR3 treatment provided the best overall treatment performance for both metal removal and sustaining sulfate reducing conditions. | Data not provided | Chitorem is a proprietary material that contains calcium carbonate, protein, and chitin (crab shell). Also contains its own bacteria - material breaks down and produces carbonates (adds alkalinity). | The Chitorem substrate composition was modified by adding pea gravel to increase permeability. | Data not provided
Final Danny T Adit Treatability Study Year 1 Technical Memorandum, Barker-Hughesville Mining District Superfund Site Cascade and Judith Basin Counties, Montana | BARKER HUGHESVILLE MINING DISTRICT | MT6122307485 | N/A | N/A | CHIT | Data not provided | Chitorem pre-treatment (CHIT) | Passive | Chitorem® | Pre-treatment | Danny T adit water | Y | Pre-treatment | Batteries used to run metering pump, slurry mixer, and timer switch | Remote central Montana, southeast of Great Falls/no constraints noted | Pilot | June - September 2013 | Total Dissolved Solids | TDS | mg/L | N | N/A | [9 empty] | 1660 | 1300 | -27.6923 | Data not provided | Data not provided | Data not provided | Data not provided | Data not provided | Data not provided | Data not provided | Data not provided |  | Effluent | 6.13 | 1.57 | mg/L | 17.53 | °C | Data not provided | N/A | Data not provided | N/A | -57.3 | mV | 5450 | µS/cm | 17.1 | %DO | Data not provided | Data not provided | Data not provided | Data not provided | Data not provided | Data not provided | Data not provided | Data not provided | Data not provided | Data not provided | The Chitorem/BCR3 treatment provided the best overall treatment performance for both metal removal and sustaining sulfate reducing conditions. | Data not provided | Chitorem is a proprietary material that contains calcium carbonate, protein, and chitin (crab shell). Also contains its own bacteria - material breaks down and produces carbonates (adds alkalinity). | The Chitorem substrate composition was modified by adding pea gravel to increase permeability. | Data not provided
Final Danny T Adit Treatability Study Year 1 Technical Memorandum, Barker-Hughesville Mining District Superfund Site Cascade and Judith Basin Counties, Montana | BARKER HUGHESVILLE MINING DISTRICT | MT6122307485 | N/A | N/A | MGOH | Data not provided | Alkaline Addition pre-treatment - Mg(OH)2 | Passive | Magnesium hydroxide Mg(OH)2 | Pre-treatment | Danny T adit water | Y | Pre-treatment | Batteries used to run metering pump, slurry mixer, and timer switch | Remote central Montana, southeast of Great Falls/no constraints noted | Pilot | June - September 2013 | Total Dissolved Solids | TDS | mg/L | N | N/A | 1860 | 1810 | 2.6882 | [9 empty] | Data not provided | Data not provided | Data not provided | Data not provided | Data not provided | Data not provided | Data not provided | Data not provided |  | Influent | 2.93 | 3.87 | mg/L | 15.19 | °C | Data not provided | N/A | Data not provided | N/A | 476.4 | mV | 1332 | µS/cm | None | N/A | Data not provided | Data not provided | Data not provided | Data not provided | Data not provided | Data not provided | Data not provided | Data not provided | Data not provided | Data not provided | Data not provided | Data not provided | Alkaline addition using a magnesium hydroxide (Mg(OH)2) solution. | Data not provided | Data not provided
Final Danny T Adit Treatability Study Year 1 Technical Memorandum, Barker-Hughesville Mining District Superfund Site Cascade and Judith Basin Counties, Montana | BARKER HUGHESVILLE MINING DISTRICT | MT6122307485 | N/A | N/A | MGOH | Data not provided | Alkaline Addition pre-treatment - Mg(OH)2 | Passive | Magnesium hydroxide Mg(OH)2 | Pre-treatment | Danny T adit water | Y | Pre-treatment | Batteries used to run metering pump, slurry mixer, and timer switch | Remote central Montana, southeast of Great Falls/no constraints noted | Pilot | June - September 2013 | Total Dissolved Solids | TDS | mg/L | N | N/A |  |  |  | 1300 | 1320 | -1.5385 | [6 empty] | Data not provided | Data not provided | Data not provided | Data not provided | Data not provided | Data not provided | Data not provided | Data not provided |  | Influent | 2.8 | 2.19 | mg/L | 25.14 | °C | Data not provided | N/A | Data not provided | N/A | 492.7 | mV | 3394 | µS/cm | 26 | %DO | Data not provided | Data not provided | Data not provided | Data not provided | Data not provided | Data not provided | Data not provided | Data not provided | Data not provided | Data not provided | Data not provided | Data not provided | Alkaline addition using a magnesium hydroxide (Mg(OH)2) solution. | Data not provided | Data not provided
Final Danny T Adit Treatability Study Year 1 Technical Memorandum, Barker-Hughesville Mining District Superfund Site Cascade and Judith Basin Counties, Montana | BARKER HUGHESVILLE MINING DISTRICT | MT6122307485 | N/A | N/A | MGOH | Data not provided | Alkaline Addition pre-treatment - Mg(OH)2 | Passive | Magnesium hydroxide Mg(OH)2 | Pre-treatment | Danny T adit water | Y | Pre-treatment | Batteries used to run metering pump, slurry mixer, and timer switch | Remote central Montana, southeast of Great Falls/no constraints noted | Pilot | June - September 2013 | Total Dissolved Solids | TDS | mg/L | N | N/A | [6 empty] | 1810 | 1860 | 2.6882 |  |  |  | Data not provided | Data not provided | Data not provided | Data not provided | Data not provided | Data not provided | Data not provided | Data not provided |  | Effluent | 4.63 | 2.48 | mg/L | 14.54 | °C | Data not provided | N/A | Data not provided | N/A | 306.5 | mV | 2186 | µS/cm | None | N/A | Data not provided | Data not provided | Data not provided | Data not provided | Data not provided | Data not provided | Data not provided | Data not provided | Data not provided | Data not provided | Data not provided | Data not provided | Alkaline addition using a magnesium hydroxide (Mg(OH)2) solution. | Data not provided | Data not provided
Final Danny T Adit Treatability Study Year 1 Technical Memorandum, Barker-Hughesville Mining District Superfund Site Cascade and Judith Basin Counties, Montana | BARKER HUGHESVILLE MINING DISTRICT | MT6122307485 | N/A | N/A | MGOH | Data not provided | Alkaline Addition pre-treatment - Mg(OH)2 | Passive | Magnesium hydroxide Mg(OH)2 | Pre-treatment | Danny T adit water | Y | Pre-treatment | Batteries used to run metering pump, slurry mixer, and timer switch | Remote central Montana, southeast of Great Falls/no constraints noted | Pilot | June - September 2013 | Total Dissolved Solids | TDS | mg/L | N | N/A | [9 empty] | 1320 | 1300 | -1.5385 | Data not provided | Data not provided | Data not provided | Data not provided | Data not provided | Data not provided | Data not provided | Data not provided |  | Effluent | 3.69 | 7.22 | mg/L | 16.5 | °C | Data not provided | N/A | Data not provided | N/A | 103.5 | mV | 3022 | µS/cm | 74 | %DO | Data not provided | Data not provided | Data not provided | Data not provided | Data not provided | Data not provided | Data not provided | Data not provided | Data not provided | Data not provided | Data not provided | Data not provided | Alkaline addition using a magnesium hydroxide (Mg(OH)2) solution. | Data not provided | Data not provided
Final Danny T Adit Treatability Study Year 1 Technical Memorandum, Barker-Hughesville Mining District Superfund Site Cascade and Judith Basin Counties, Montana | BARKER HUGHESVILLE MINING DISTRICT | MT6122307485 | N/A | N/A | SAPS | Data not provided | Successive alkalinity producing system (SAPS) pre-treatment | Passive | Successive alkalinity producing system (SAPS) | Pre-treatment | Danny T adit water | Y | Pre-treatment | Batteries used to run metering pump, slurry mixer, and timer switch | Remote central Montana, southeast of Great Falls/no constraints noted | Pilot | June - September 2013 | Total Dissolved Solids | TDS | mg/L | N | N/A | 1860 | 1950 | -4.8387 | [9 empty] | Data not provided | Data not provided | Data not provided | Data not provided | Data not provided | Data not provided | Data not provided | Data not provided |  | Influent | 2.93 | 3.87 | mg/L | 15.19 | °C | Data not provided | N/A | Data not provided | N/A | 476.4 | mV | 1332 | µS/cm | None | N/A | Data not provided | Data not provided | Data not provided | Data not provided | Data not provided | Data not provided | Data not provided | Data not provided | Data not provided | Data not provided | Data not provided | Data not provided | Pre-treatment substrate of limestone gravel overlain by a manure and compost layer. | Data not provided | Data not provided
Final Danny T Adit Treatability Study Year 1 Technical Memorandum, Barker-Hughesville Mining District Superfund Site Cascade and Judith Basin Counties, Montana | BARKER HUGHESVILLE MINING DISTRICT | MT6122307485 | N/A | N/A | SAPS | Data not provided | Successive alkalinity producing system (SAPS) pre-treatment | Passive | Successive alkalinity producing system (SAPS) | Pre-treatment | Danny T adit water | Y | Pre-treatment | Batteries used to run metering pump, slurry mixer, and timer switch | Remote central Montana, southeast of Great Falls/no constraints noted | Pilot | June - September 2013 | Total Dissolved Solids | TDS | mg/L | N | N/A |  |  |  | 1300 | 1490 | -14.6154 | [6 empty] | Data not provided | Data not provided | Data not provided | Data not provided | Data not provided | Data not provided | Data not provided | Data not provided |  | Influent | 2.8 | 2.19 | mg/L | 25.14 | °C | Data not provided | N/A | Data not provided | N/A | 492.7 | mV | 3394 | µS/cm | 26 | %DO | Data not provided | Data not provided | Data not provided | Data not provided | Data not provided | Data not provided | Data not provided | Data not provided | Data not provided | Data not provided | Data not provided | Data not provided | Pre-treatment substrate of limestone gravel overlain by a manure and compost layer. | Data not provided | Data not provided
Final Danny T Adit Treatability Study Year 1 Technical Memorandum, Barker-Hughesville Mining District Superfund Site Cascade and Judith Basin Counties, Montana | BARKER HUGHESVILLE MINING DISTRICT | MT6122307485 | N/A | N/A | SAPS | Data not provided | Successive alkalinity producing system (SAPS) pre-treatment | Passive | Successive alkalinity producing system (SAPS) | Pre-treatment | Danny T adit water | Y | Pre-treatment | Batteries used to run metering pump, slurry mixer, and timer switch | Remote central Montana, southeast of Great Falls/no constraints noted | Pilot | June - September 2013 | Total Dissolved Solids | TDS | mg/L | N | N/A | [6 empty] | 2140 | 1840 | -16.3043 |  |  |  | Data not provided | Data not provided | Data not provided | Data not provided | Data not provided | Data not provided | Data not provided | Data not provided |  | Effluent | 6.38 | 0.09 | mg/L | 21.97 | °C | Data not provided | N/A | Data not provided | N/A | -157.6 | mV | 2434 | µS/cm | None | N/A | Data not provided | Data not provided | Data not provided | Data not provided | Data not provided | Data not provided | Data not provided | Data not provided | Data not provided | Data not provided | Data not provided | Data not provided | Pre-treatment substrate of limestone gravel overlain by a manure and compost layer. | Data not provided | Data not provided
Final Danny T Adit Treatability Study Year 1 Technical Memorandum, Barker-Hughesville Mining District Superfund Site Cascade and Judith Basin Counties, Montana | BARKER HUGHESVILLE MINING DISTRICT | MT6122307485 | N/A | N/A | SAPS | Data not provided | Successive alkalinity producing system (SAPS) pre-treatment | Passive | Successive alkalinity producing system (SAPS) | Pre-treatment | Danny T adit water | Y | Pre-treatment | Batteries used to run metering pump, slurry mixer, and timer switch | Remote central Montana, southeast of Great Falls/no constraints noted | Pilot | June - September 2013 | Total Dissolved Solids | TDS | mg/L | N | N/A | [9 empty] | 1490 | 1300 | -14.6154 | Data not provided | Data not provided | Data not provided | Data not provided | Data not provided | Data not provided | Data not provided | Data not provided |  | Effluent | 5.54 | 4.14 | mg/L | 17.27 | °C | Data not provided | N/A | Data not provided | N/A | 135.2 | mV | 3011 | µS/cm | 42.6 | %DO | Data not provided | Data not provided | Data not provided | Data not provided | Data not provided | Data not provided | Data not provided | Data not provided | Data not provided | Data not provided | Data not provided | Data not provided | Pre-treatment substrate of limestone gravel overlain by a manure and compost layer. | Data not provided | Data not provided
Final Danny T Adit Treatability Study Year 1 Technical Memorandum, Barker-Hughesville Mining District Superfund Site Cascade and Judith Basin Counties, Montana | BARKER HUGHESVILLE MINING DISTRICT | MT6122307485 | N/A | N/A | BCR1 | Data not provided | Biochemical reactor (BCR) without pre-treatment (BCR1) | Passive | Biochemical reactor (BCR) | No pre-treatment | Danny T adit water | N | BCR without pre-treatment | Batteries used to run metering pump, slurry mixer, and timer switch | Remote central Montana, southeast of Great Falls/no constraints noted | Pilot | June - September 2013 | Thallium | Tl, total | µg/L | N | N/A | 2.5 | 0.5 U | 90 | [9 empty] | Data not provided | Data not provided | Data not provided | Data not provided | Data not provided | Data not provided | Data not provided | Data not provided |  | Influent | 2.81–2.85 | 2.41–6.48 | mg/L | 21.72–25 | °C | Data not provided | N/A | Data not provided | N/A | 382.6–490.9 | mV | 2,404–2,267 | µS/cm | NA–27.1 | %DO | Data not provided | Data not provided | Data not provided | Data not provided | Data not provided | Data not provided | Data not provided | Data not provided | Data not provided | Data not provided | Results support the need for pretreatment of high acidity MIW ahead of the BCR. | Data not provided | Substrate: sawdust, wood chips, compost, dairy manure and limestone chips. BCR substrate composition was modified due to a shortage of available manure and limestone. The shortage of manure and limestone may have had a negative impact on treatment effectiveness in the BCRs. | Data not provided | Data not provided | U = under the detection limit. A range of values is shown to reflect more than one day with the same influent.
Final Danny T Adit Treatability Study Year 1 Technical Memorandum, Barker-Hughesville Mining District Superfund Site Cascade and Judith Basin Counties, Montana | BARKER HUGHESVILLE MINING DISTRICT | MT6122307485 | N/A | N/A | BCR1 | Data not provided | Biochemical reactor (BCR) without pre-treatment (BCR1) | Passive | Biochemical reactor (BCR) | No pre-treatment | Danny T adit water | N | BCR without pre-treatment | Batteries used to run metering pump, slurry mixer, and timer switch | Remote central Montana, southeast of Great Falls/no constraints noted | Pilot | June - September 2013 | Thallium | Tl, dissolved | µg/L | N | N/A | 2.3 | 0.5 U | 89.1304 | [9 empty] | Data not provided | Data not provided | Data not provided | Data not provided | Data not provided | Data not provided | Data not provided | Data not provided | > 72 % | Influent | 2.81 | 6.48 | mg/L | 25 | °C | Data not provided | N/A | Data not provided | N/A | 490.9 | mV | 2267 | µS/cm | None | N/A | Data not provided | Data not provided | Data not provided | Data not provided | Data not provided | Data not provided | Y | Acute and chronic ambient water quality standards | Data not provided | Data not provided | Results support the need for pretreatment of high acidity MIW ahead of the BCR. | Data not provided | Substrate: sawdust, wood chips, compost, dairy manure and limestone chips. BCR substrate composition was modified due to a shortage of available manure and limestone. The shortage of manure and limestone may have had a negative impact on treatment effectiveness in the BCRs. | Consistent dissolved Tl reductions for BCR 1. The number of sampling dates was reduced, resulting in less info to determine long-term treatment effectiveness. | Total metals data set is limited to only two sampling events. | U = under the detection limit.
Final Danny T Adit Treatability Study Year 1 Technical Memorandum, Barker-Hughesville Mining District Superfund Site Cascade and Judith Basin Counties, Montana | BARKER HUGHESVILLE MINING DISTRICT | MT6122307485 | N/A | N/A | BCR1 | Data not provided | Biochemical reactor (BCR) without pre-treatment (BCR1) | Passive | Biochemical reactor (BCR) | No pre-treatment | Danny T adit water | N | BCR without pre-treatment | Batteries used to run metering pump, slurry mixer, and timer switch | Remote central Montana, southeast of Great Falls/no constraints noted | Pilot | June - September 2013 | Thallium | Tl, total | µg/L | N | N/A |  |  |  | 2.5 | 0.5 U | 90 | [6 empty] | Data not provided | Data not provided | Data not provided | Data not provided | Data not provided | Data not provided | Data not provided | Data not provided |  | Influent | 2.81–2.85 | 2.41–6.48 | mg/L | 21.72–25 | °C | Data not provided | N/A | Data not provided | N/A | 382.6–490.9 | mV | 2,404–2,267 | µS/cm | NA–27.1 | %DO | Data not provided | Data not provided | Data not provided | Data not provided | Data not provided | Data not provided | Data not provided | Data not provided | Data not provided | Data not provided | Results support the need for pretreatment of high acidity MIW ahead of the BCR. | Data not provided | Substrate: sawdust, wood chips, compost, dairy manure and limestone chips. BCR substrate composition was modified due to a shortage of available manure and limestone. The shortage of manure and limestone may have had a negative impact on treatment effectiveness in the BCRs. | Data not provided | Data not provided | A range of values is shown to reflect more than one day with the same influent.
Final Danny T Adit Treatability Study Year 1 Technical Memorandum, Barker-Hughesville Mining District Superfund Site Cascade and Judith Basin Counties, Montana | BARKER HUGHESVILLE MINING DISTRICT | MT6122307485 | N/A | N/A | BCR1 | Data not provided | Biochemical reactor (BCR) without pre-treatment (BCR1) | Passive | Biochemical reactor (BCR) | No pre-treatment | Danny T adit water | N | BCR without pre-treatment | Batteries used to run metering pump, slurry mixer, and timer switch | Remote central Montana, southeast of Great Falls/no constraints noted | Pilot | June - September 2013 | Thallium | Tl, dissolved | µg/L | N | N/A |  |  |  | 1.8 | 0.5 U | 86.1111 | [6 empty] | Data not provided | Data not provided | Data not provided | Data not provided | Data not provided | Data not provided | Data not provided | Data not provided | > 72 % | Influent | 2.72–2.8 | 2.19–3.92 | mg/L | 19.47–25.14 | °C | Data not provided | N/A | Data not provided | N/A | 482.2–492.7 | mV | 2,218–3,394 | µS/cm | 26–43.7 | %DO | Data not provided | Data not provided | Data not provided | Data not provided | Data not provided | Data not provided | Y | Acute and chronic ambient water quality standards | Data not provided | Data not provided | Results support the need for pretreatment of high acidity MIW ahead of the BCR. | Data not provided | Substrate: sawdust, wood chips, compost, dairy manure and limestone chips. BCR substrate composition was modified due to a shortage of available manure and limestone. The shortage of manure and limestone may have had a negative impact on treatment effectiveness in the BCRs. | Consistent dissolved Tl reductions for BCR 1. The number of sampling dates was reduced, resulting in less info to determine long-term treatment effectiveness. | Total metals data set is limited to only two sampling events. | A range of values is shown to reflect more than one day with the same influent.
Final Danny T Adit Treatability Study Year 1 Technical Memorandum, Barker-Hughesville Mining District Superfund Site Cascade and Judith Basin Counties, Montana | BARKER HUGHESVILLE MINING DISTRICT | MT6122307485 | N/A | N/A | BCR1 | Data not provided | Biochemical reactor (BCR) without pre-treatment (BCR1) | Passive | Biochemical reactor (BCR) | No pre-treatment | Danny T adit water | N | BCR without pre-treatment | Batteries used to run metering pump, slurry mixer, and timer switch | Remote central Montana, southeast of Great Falls/no constraints noted | Pilot | June - September 2013 | Thallium | Tl, total | µg/L | N | N/A | [6 empty] | 0.5 U | 2.5 | 90 |  |  |  | Data not provided | Data not provided | Data not provided | Data not provided | Data not provided | Data not provided | Data not provided | Data not provided |  | Effluent | 5.91–6.07 | 0.02–1.5 | mg/L | 17.95–20.6 | °C | Data not provided | N/A | Data not provided | N/A | (-)163–(-)46.6 | mV | 2,190–3,505 | µS/cm | NA–15.9 | %DO | Data not provided | Data not provided | Data not provided | Data not provided | Data not provided | Data not provided | Data not provided | Data not provided | Data not provided | Data not provided | Results support the need for pretreatment of high acidity MIW ahead of the BCR. | Data not provided | Substrate: sawdust, wood chips, compost, dairy manure and limestone chips. BCR substrate composition was modified due to a shortage of available manure and limestone. The shortage of manure and limestone may have had a negative impact on treatment effectiveness in the BCRs. | Data not provided | All effluent values below the detection limit | A range of values is shown to reflect multiple days with effluent below the detection limit.
Final Danny T Adit Treatability Study Year 1 Technical Memorandum, Barker-Hughesville Mining District Superfund Site Cascade and Judith Basin Counties, Montana | BARKER HUGHESVILLE MINING DISTRICT | MT6122307485 | N/A | N/A | BCR1 | Data not provided | Biochemical reactor (BCR) without pre-treatment (BCR1) | Passive | Biochemical reactor (BCR) | No pre-treatment | Danny T adit water | N | BCR without pre-treatment | Batteries used to run metering pump, slurry mixer, and timer switch | Remote central Montana, southeast of Great Falls/no constraints noted | Pilot | June - September 2013 | Thallium | Tl, dissolved | µg/L | N | N/A | [6 empty] | 0.5 U | 1.8–2.3 | 86.1 - 89.1 |  |  |  | Data not provided | Data not provided | Data not provided | Data not provided | Data not provided | Data not provided | Data not provided | Data not provided | > 72 % | Effluent | 5.6–6.14 | 0.02–2.31 | mg/L | 14.95–20.6 | °C | Data not provided | N/A | Data not provided | N/A | (-)163–77.2 | mV | 1,992–3,505 | µS/cm | NA–23 | %DO | Data not provided | Data not provided | Data not provided | Data not provided | Data not provided | Data not provided | Y | Acute and chronic ambient water quality standards | Data not provided | Data not provided | Results support the need for pretreatment of high acidity MIW ahead of the BCR. | Data not provided | Substrate: sawdust, wood chips, compost, dairy manure and limestone chips. BCR substrate composition was modified due to a shortage of available manure and limestone. The shortage of manure and limestone may have had a negative impact on treatment effectiveness in the BCRs. | Consistent dissolved Tl reductions for BCR 1. The number of sampling dates was reduced, resulting in less info to determine long-term treatment effectiveness. | Total metals data set is limited to only two sampling events. All effluent values below the detection limit | A range of values is shown to reflect multiple days with effluent below the detection limit.
Final Danny T Adit Treatability Study Year 1 Technical Memorandum, Barker-Hughesville Mining District Superfund Site Cascade and Judith Basin Counties, Montana | BARKER HUGHESVILLE MINING DISTRICT | MT6122307485 | N/A | N/A | BCR1 | Data not provided | Biochemical reactor (BCR) without pre-treatment (BCR1) | Passive | Biochemical reactor (BCR) | No pre-treatment | Danny T adit water | N | BCR without pre-treatment | Batteries used to run metering pump, slurry mixer, and timer switch | Remote central Montana, southeast of Great Falls/no constraints noted | Pilot | June - September 2013 | Thallium | Tl, total | µg/L | N | N/A | [9 empty] | 0.5 U | 2.5 | 90 | Data not provided | Data not provided | Data not provided | Data not provided | Data not provided | Data not provided | Data not provided | Data not provided |  | Effluent | 5.91–6.07 | 0.02–1.5 | mg/L | 17.95–20.6 | °C | Data not provided | N/A | Data not provided | N/A | (-)163–(-)46.6 | mV | 2,190–3,505 | µS/cm | NA–15.9 | %DO | Data not provided | Data not provided | Data not provided | Data not provided | Data not provided | Data not provided | Data not provided | Data not provided | Data not provided | Data not provided | Results support the need for pretreatment of high acidity MIW ahead of the BCR. | Data not provided | Substrate: sawdust, wood chips, compost, dairy manure and limestone chips. BCR substrate composition was modified due to a shortage of available manure and limestone. The shortage of manure and limestone may have had a negative impact on treatment effectiveness in the BCRs. | Data not provided | All effluent values below the detection limit | A range of values is shown to reflect multiple days with effluent below the detection limit.
Final Danny T Adit Treatability Study Year 1 Technical Memorandum, Barker-Hughesville Mining District Superfund Site Cascade and Judith Basin Counties, Montana | BARKER HUGHESVILLE MINING DISTRICT | MT6122307485 | N/A | N/A | BCR1 | Data not provided | Biochemical reactor (BCR) without pre-treatment (BCR1) | Passive | Biochemical reactor (BCR) | No pre-treatment | Danny T adit water | N | BCR without pre-treatment | Batteries used to run metering pump, slurry mixer, and timer switch | Remote central Montana, southeast of Great Falls/no constraints noted | Pilot | June - September 2013 | Thallium | Tl, dissolved | µg/L | N | N/A | [9 empty] | 0.5 U | 1.8–2.3 | 86.1 - 89.1 | Data not provided | Data not provided | Data not provided | Data not provided | Data not provided | Data not provided | Data not provided | Data not provided | > 72 % | Effluent | 5.6–6.14 | 0.02–2.31 | mg/L | 14.95–20.6 | °C | Data not provided | N/A | Data not provided | N/A | (-)163–77.2 | mV | 1,992–3,505 | µS/cm | NA–23 | %DO | Data not provided | Data not provided | Data not provided | Data not provided | Data not provided | Data not provided | Y | Acute and chronic ambient water quality standards | Data not provided | Data not provided | Results support the need for pretreatment of high acidity MIW ahead of the BCR. | Data not provided | Substrate: sawdust, wood chips, compost, dairy manure and limestone chips. BCR substrate composition was modified due to a shortage of available manure and limestone. The shortage of manure and limestone may have had a negative impact on treatment effectiveness in the BCRs. | Consistent dissolved Tl reductions for BCR 1. The number of sampling dates was reduced, resulting in less info to determine long-term treatment effectiveness. | Total metals data set is limited to only two sampling events. All effluent values below the detection limit | A range of values is shown to reflect multiple days with effluent below the detection limit.
Final Danny T Adit Treatability Study Year 1 Technical Memorandum, Barker-Hughesville Mining District Superfund Site Cascade and Judith Basin Counties, Montana | BARKER HUGHESVILLE MINING DISTRICT | MT6122307485 | N/A | N/A | BCR2 | Data not provided | Biochemical reactor (BCR) with SAPS pre-treatment (BCR2) | Passive | Biochemical reactor (BCR) | Pre-treatment | Danny T adit water | Y | BCR with pre-treatment | Batteries used to run metering pump, slurry mixer, and timer switch | Remote central Montana, southeast of Great Falls/no constraints noted | Pilot | June - September 2013 | Thallium | Tl, total | µg/L | N | N/A | 2.5 | 0.5 U | 90 | [9 empty] | Data not provided | Data not provided | Data not provided | Data not provided | Data not provided | Data not provided | Data not provided | Data not provided |  | Influent | 2.81–2.85 | 2.41–6.48 | mg/L | 21.72–25 | °C | Data not provided | N/A | Data not provided | N/A | 382.6–490.9 | mV | 2,404–2,267 | µS/cm | NA–27.1 | %DO | Data not provided | Data not provided | Data not provided | Data not provided | Data not provided | Data not provided | Data not provided | Data not provided | Data not provided | Data not provided | Data not provided | Data not provided | Substrate: sawdust, wood chips, compost, dairy manure and limestone chips. BCR substrate composition was modified due to a shortage of available manure and limestone. The shortage of manure and limestone may have had a negative impact on treatment effectiveness in the BCRs. | Data not provided | Data not provided | U = under the detection limit. A range of values is shown to reflect more than one day with the same influent.
Final Danny T Adit Treatability Study Year 1 Technical Memorandum, Barker-Hughesville Mining District Superfund Site Cascade and Judith Basin Counties, Montana | BARKER HUGHESVILLE MINING DISTRICT | MT6122307485 | N/A | N/A | BCR2 | Data not provided | Biochemical reactor (BCR) with SAPS pre-treatment (BCR2) | Passive | Biochemical reactor (BCR) | Pre-treatment | Danny T adit water | Y | BCR with pre-treatment | Batteries used to run metering pump, slurry mixer, and timer switch | Remote central Montana, southeast of Great Falls/no constraints noted | Pilot | June - September 2013 | Thallium | Tl, dissolved | µg/L | N | N/A | 2.3 | 0.5 U | 89.1304 | [9 empty] | Data not provided | Data not provided | Data not provided | Data not provided | Data not provided | Data not provided | Data not provided | Data not provided |  | Influent | 2.81 | 6.48 | mg/L | 25 | °C | Data not provided | N/A | Data not provided | N/A | 490.9 | mV | 2267 | µS/cm | None | N/A | Data not provided | Data not provided | Data not provided | Data not provided | Data not provided | Data not provided | Data not provided | Data not provided | Data not provided | Data not provided | Data not provided | Data not provided | Substrate: sawdust, wood chips, compost, dairy manure and limestone chips. BCR substrate composition was modified due to a shortage of available manure and limestone. The shortage of manure and limestone may have had a negative impact on treatment effectiveness in the BCRs. | The number of sampling dates was reduced, resulting in less info to determine long-term treatment effectiveness. | Total metals data set is limited to only two sampling events. | U = under the detection limit.
Final Danny T Adit Treatability Study Year 1 Technical Memorandum, Barker-Hughesville Mining District Superfund Site Cascade and Judith Basin Counties, Montana | BARKER HUGHESVILLE MINING DISTRICT | MT6122307485 | N/A | N/A | BCR2 | Data not provided | Biochemical reactor (BCR) with SAPS pre-treatment (BCR2) | Passive | Biochemical reactor (BCR) | Pre-treatment | Danny T adit water | Y | BCR with pre-treatment | Batteries used to run metering pump, slurry mixer, and timer switch | Remote central Montana, southeast of Great Falls/no constraints noted | Pilot | June - September 2013 | Thallium | Tl, total | µg/L | N | N/A |  |  |  | 2.5 | 0.5 U | 90 | [6 empty] | Data not provided | Data not provided | Data not provided | Data not provided | Data not provided | Data not provided | Data not provided | Data not provided |  | Influent | 2.81–2.85 | 2.41–6.48 | mg/L | 21.72–25 | °C | Data not provided | N/A | Data not provided | N/A | 382.6–490.9 | mV | 2,404–2,267 | µS/cm | NA–27.1 | %DO | Data not provided | Data not provided | Data not provided | Data not provided | Data not provided | Data not provided | Data not provided | Data not provided | Data not provided | Data not provided | Data not provided | Data not provided | Substrate: sawdust, wood chips, compost, dairy manure and limestone chips. BCR substrate composition was modified due to a shortage of available manure and limestone. The shortage of manure and limestone may have had a negative impact on treatment effectiveness in the BCRs. | Data not provided | Data not provided | A range of values is shown to reflect more than one day with the same influent.
Final Danny T Adit Treatability Study Year 1 Technical Memorandum, Barker-Hughesville Mining District Superfund Site Cascade and Judith Basin Counties, Montana | BARKER HUGHESVILLE MINING DISTRICT | MT6122307485 | N/A | N/A | BCR2 | Data not provided | Biochemical reactor (BCR) with SAPS pre-treatment (BCR2) | Passive | Biochemical reactor (BCR) | Pre-treatment | Danny T adit water | Y | BCR with pre-treatment | Batteries used to run metering pump, slurry mixer, and timer switch | Remote central Montana, southeast of Great Falls/no constraints noted | Pilot | June - September 2013 | Thallium | Tl, dissolved | µg/L | N | N/A |  |  |  | 1.8 | 0.5 U | 86.1111 | [6 empty] | Data not provided | Data not provided | Data not provided | Data not provided | Data not provided | Data not provided | Data not provided | Data not provided |  | Influent | 2.72–2.8 | 2.19–3.92 | mg/L | 19.47–25.14 | °C | Data not provided | N/A | Data not provided | N/A | 482.2–492.7 | mV | 2,218–3,394 | µS/cm | 26–43.7 | %DO | Data not provided | Data not provided | Data not provided | Data not provided | Data not provided | Data not provided | Data not provided | Data not provided | Data not provided | Data not provided | Data not provided | Data not provided | Substrate: sawdust, wood chips, compost, dairy manure and limestone chips. BCR substrate composition was modified due to a shortage of available manure and limestone. The shortage of manure and limestone may have had a negative impact on treatment effectiveness in the BCRs. | The number of sampling dates was reduced, resulting in less info to determine long-term treatment effectiveness. | Total metals data set is limited to only two sampling events. | A range of values is shown to reflect more than one day with the same influent.
Final Danny T Adit Treatability Study Year 1 Technical Memorandum, Barker-Hughesville Mining District Superfund Site Cascade and Judith Basin Counties, Montana | BARKER HUGHESVILLE MINING DISTRICT | MT6122307485 | N/A | N/A | BCR2 | Data not provided | Biochemical reactor (BCR) with SAPS pre-treatment (BCR2) | Passive | Biochemical reactor (BCR) | Pre-treatment | Danny T adit water | Y | BCR with pre-treatment | Batteries used to run metering pump, slurry mixer, and timer switch | Remote central Montana, southeast of Great Falls/no constraints noted | Pilot | June - September 2013 | Thallium | Tl, total | µg/L | N | N/A | [6 empty] | 0.5 U | 2.5 | 90 |  |  |  | Data not provided | Data not provided | Data not provided | Data not provided | Data not provided | Data not provided | Data not provided | Data not provided |  | Effluent | 6.29–6.16 | 0.05–1.67 | mg/L | 17.67–20.2 | °C | Data not provided | N/A | Data not provided | N/A | (-)153.8–(-)28 | mV | 2,187–4,954 | µS/cm | NA–17.8 | %DO | Data not provided | Data not provided | Data not provided | Data not provided | Data not provided | Data not provided | Data not provided | Data not provided | Data not provided | Data not provided | Data not provided | Data not provided | Substrate: sawdust, wood chips, compost, dairy manure and limestone chips. BCR substrate composition was modified due to a shortage of available manure and limestone. The shortage of manure and limestone may have had a negative impact on treatment effectiveness in the BCRs. | Data not provided | All effluent values below the detection limit | A range of values is shown to reflect multiple days with effluent below the detection limit.
Final Danny T Adit Treatability Study Year 1 Technical Memorandum, Barker-Hughesville Mining District Superfund Site Cascade and Judith Basin Counties, Montana | BARKER HUGHESVILLE MINING DISTRICT | MT6122307485 | N/A | N/A | BCR2 | Data not provided | Biochemical reactor (BCR) with SAPS pre-treatment (BCR2) | Passive | Biochemical reactor (BCR) | Pre-treatment | Danny T adit water | Y | BCR with pre-treatment | Batteries used to run metering pump, slurry mixer, and timer switch | Remote central Montana, southeast of Great Falls/no constraints noted | Pilot | June - September 2013 | Thallium | Tl, dissolved | µg/L | N | N/A | [6 empty] | 0.5 U | 1.8–2.3 | 86.1 - 89.1 |  |  |  | Data not provided | Data not provided | Data not provided | Data not provided | Data not provided | Data not provided | Data not provided | Data not provided |  | Effluent | 5.91–6.32 | 0.05–8.52 | mg/L | 14.75–21.15 | °C | Data not provided | N/A | Data not provided | N/A | (-)153.8–19.4 | mV | 2,019–4,954 | µS/cm | NA–92.1 | %DO | Data not provided | Data not provided | Data not provided | Data not provided | Data not provided | Data not provided | Data not provided | Data not provided | Data not provided | Data not provided | Data not provided | Data not provided | Substrate: sawdust, wood chips, compost, dairy manure and limestone chips. BCR substrate composition was modified due to a shortage of available manure and limestone. The shortage of manure and limestone may have had a negative impact on treatment effectiveness in the BCRs. | The number of sampling dates was reduced, resulting in less info to determine long-term treatment effectiveness. | Total metals data set is limited to only two sampling events. All effluent values below the detection limit | A range of values is shown to reflect multiple days with effluent below the detection limit.
Final Danny T Adit Treatability Study Year 1 Technical Memorandum, Barker-Hughesville Mining District Superfund Site Cascade and Judith Basin Counties, Montana | BARKER HUGHESVILLE MINING DISTRICT | MT6122307485 | N/A | N/A | BCR2 | Data not provided | Biochemical reactor (BCR) with SAPS pre-treatment (BCR2) | Passive | Biochemical reactor (BCR) | Pre-treatment | Danny T adit water | Y | BCR with pre-treatment | Batteries used to run metering pump, slurry mixer, and timer switch | Remote central Montana, southeast of Great Falls/no constraints noted | Pilot | June - September 2013 | Thallium | Tl, total | µg/L | N | N/A | [9 empty] | 0.5 U | 2.5 | 90 | Data not provided | Data not provided | Data not provided | Data not provided | Data not provided | Data not provided | Data not provided | Data not provided |  | Effluent | 6.29–6.16 | 0.05–1.67 | mg/L | 17.67–20.2 | °C | Data not provided | N/A | Data not provided | N/A | (-)153.8–(-)28 | mV | 2,187–4,954 | µS/cm | NA–17.8 | %DO | Data not provided | Data not provided | Data not provided | Data not provided | Data not provided | Data not provided | Data not provided | Data not provided | Data not provided | Data not provided | Data not provided | Data not provided | Substrate: sawdust, wood chips, compost, dairy manure and limestone chips. BCR substrate composition was modified due to a shortage of available manure and limestone. The shortage of manure and limestone may have had a negative impact on treatment effectiveness in the BCRs. | Data not provided | All effluent values below the detection limit | A range of values is shown to reflect multiple days with effluent below the detection limit.
Final Danny T Adit Treatability Study Year 1 Technical Memorandum, Barker-Hughesville Mining District Superfund Site Cascade and Judith Basin Counties, Montana | BARKER HUGHESVILLE MINING DISTRICT | MT6122307485 | N/A | N/A | BCR2 | Data not provided | Biochemical reactor (BCR) with SAPS pre-treatment (BCR2) | Passive | Biochemical reactor (BCR) | Pre-treatment | Danny T adit water | Y | BCR with pre-treatment | Batteries used to run metering pump, slurry mixer, and timer switch | Remote central Montana, southeast of Great Falls/no constraints noted | Pilot | June - September 2013 | Thallium | Tl, dissolved | µg/L | N | N/A | [9 empty] | 0.5 U | 1.8–2.3 | 86.1 - 89.1 | Data not provided | Data not provided | Data not provided | Data not provided | Data not provided | Data not provided | Data not provided | Data not provided |  | Effluent | 5.91–6.32 | 0.05–8.52 | mg/L | 14.75–21.15 | °C | Data not provided | N/A | Data not provided | N/A | (-)153.8–19.4 | mV | 2,019–4,954 | µS/cm | NA–92.1 | %DO | Data not provided | Data not provided | Data not provided | Data not provided | Data not provided | Data not provided | Data not provided | Data not provided | Data not provided | Data not provided | Data not provided | Data not provided | Substrate: sawdust, wood chips, compost, dairy manure and limestone chips. BCR substrate composition was modified due to a shortage of available manure and limestone. The shortage of manure and limestone may have had a negative impact on treatment effectiveness in the BCRs. | The number of sampling dates was reduced, resulting in less info to determine long-term treatment effectiveness. | Total metals data set is limited to only two sampling events. All effluent values below the detection limit | A range of values is shown to reflect multiple days with effluent below the detection limit.
Final Danny T Adit Treatability Study Year 1 Technical Memorandum, Barker-Hughesville Mining District Superfund Site Cascade and Judith Basin Counties, Montana | BARKER HUGHESVILLE MINING DISTRICT | MT6122307485 | N/A | N/A | BCR3 | Data not provided | Biochemical reactor (BCR) with CHIT pre-treatment (BCR3) | Passive | Biochemical reactor (BCR) | Pre-treatment | Danny T adit water | Y | BCR with pre-treatment | Batteries used to run metering pump, slurry mixer, and timer switch | Remote central Montana, southeast of Great Falls/no constraints noted | Pilot | June - September 2013 | Thallium | Tl, total | µg/L | N | N/A | 2.5 | 0.5 U | 90 | [9 empty] | Data not provided | Data not provided | Data not provided | Data not provided | Data not provided | Data not provided | Data not provided | Data not provided |  | Influent | 2.81–2.85 | 2.41–6.48 | mg/L | 21.72–25 | °C | Data not provided | N/A | Data not provided | N/A | 382.6–490.9 | mV | 2,404–2,267 | µS/cm | NA–27.1 | %DO | Data not provided | Data not provided | Data not provided | Data not provided | Data not provided | Data not provided | Data not provided | Data not provided | Data not provided | Data not provided | The Chitorem/BCR3 treatment provided the best overall treatment performance for both metal removal and sustaining sulfate reducing conditions. | Data not provided | Substrate: sawdust, wood chips, compost, dairy manure and limestone chips. BCR substrate composition was modified due to a shortage of available manure and limestone. The shortage of manure and limestone may have had a negative impact on treatment effectiveness in the BCRs. | Data not provided | Data not provided | U = under the detection limit. A range of values is shown to reflect more than one day with the same influent.
Final Danny T Adit Treatability Study Year 1 Technical Memorandum, Barker-Hughesville Mining District Superfund Site Cascade and Judith Basin Counties, Montana | BARKER HUGHESVILLE MINING DISTRICT | MT6122307485 | N/A | N/A | BCR3 | Data not provided | Biochemical reactor (BCR) with CHIT pre-treatment (BCR3) | Passive | Biochemical reactor (BCR) | Pre-treatment | Danny T adit water | Y | BCR with pre-treatment | Batteries used to run metering pump, slurry mixer, and timer switch | Remote central Montana, southeast of Great Falls/no constraints noted | Pilot | June - September 2013 | Thallium | Tl, dissolved | µg/L | N | N/A | 2.3 | 0.5 U | 89.1304 | [9 empty] | Data not provided | Data not provided | Data not provided | Data not provided | Data not provided | Data not provided | Data not provided | Data not provided |  | Influent | 2.81 | 6.48 | mg/L | 25 | °C | Data not provided | N/A | Data not provided | N/A | 490.9 | mV | 2267 | µS/cm | None | N/A | Data not provided | Data not provided | Data not provided | Data not provided | Data not provided | Data not provided | Data not provided | Data not provided | Data not provided | Data not provided | The Chitorem/BCR3 treatment provided the best overall treatment performance for both metal removal and sustaining sulfate reducing conditions. | Data not provided | Substrate: sawdust, wood chips, compost, dairy manure and limestone chips. BCR substrate composition was modified due to a shortage of available manure and limestone. The shortage of manure and limestone may have had a negative impact on treatment effectiveness in the BCRs. | The number of sampling dates was reduced, resulting in less info to determine long-term treatment effectiveness. | Total metals data set is limited to only two sampling events. | U = under the detection limit.
Final Danny T Adit Treatability Study Year 1 Technical Memorandum, Barker-Hughesville Mining District Superfund Site Cascade and Judith Basin Counties, Montana | BARKER HUGHESVILLE MINING DISTRICT | MT6122307485 | N/A | N/A | BCR3 | Data not provided | Biochemical reactor (BCR) with CHIT pre-treatment (BCR3) | Passive | Biochemical reactor (BCR) | Pre-treatment | Danny T adit water | Y | BCR with pre-treatment | Batteries used to run metering pump, slurry mixer, and timer switch | Remote central Montana, southeast of Great Falls/no constraints noted | Pilot | June - September 2013 | Thallium | Tl, total | µg/L | N | N/A |  |  |  | 2.5 | 0.5 U | 90 | [6 empty] | Data not provided | Data not provided | Data not provided | Data not provided | Data not provided | Data not provided | Data not provided | Data not provided |  | Influent | 2.81–2.85 | 2.41–6.48 | mg/L | 21.72–25 | °C | Data not provided | N/A | Data not provided | N/A | 382.6–490.9 | mV | 2,404–2,267 | µS/cm | NA–27.1 | %DO | Data not provided | Data not provided | Data not provided | Data not provided | Data not provided | Data not provided | Data not provided | Data not provided | Data not provided | Data not provided | The Chitorem/BCR3 treatment provided the best overall treatment performance for both metal removal and sustaining sulfate reducing conditions. | Data not provided | Substrate: sawdust, wood chips, compost, dairy manure and limestone chips. BCR substrate composition was modified due to a shortage of available manure and limestone. The shortage of manure and limestone may have had a negative impact on treatment effectiveness in the BCRs. | Data not provided | Data not provided | A range of values is shown to reflect more than one day with the same influent.
Final Danny T Adit Treatability Study Year 1 Technical Memorandum, Barker-Hughesville Mining District Superfund Site Cascade and Judith Basin Counties, Montana | BARKER HUGHESVILLE MINING DISTRICT | MT6122307485 | N/A | N/A | BCR3 | Data not provided | Biochemical reactor (BCR) with CHIT pre-treatment (BCR3) | Passive | Biochemical reactor (BCR) | Pre-treatment | Danny T adit water | Y | BCR with pre-treatment | Batteries used to run metering pump, slurry mixer, and timer switch | Remote central Montana, southeast of Great Falls/no constraints noted | Pilot | June - September 2013 | Thallium | Tl, dissolved | µg/L | N | N/A |  |  |  | 1.8 | 0.5 U | 86.1111 | [6 empty] | Data not provided | Data not provided | Data not provided | Data not provided | Data not provided | Data not provided | Data not provided | Data not provided |  | Influent | 2.72–2.8 | 2.19–3.92 | mg/L | 19.47–25.14 | °C | Data not provided | N/A | Data not provided | N/A | 482.2–492.7 | mV | 2,218–3,394 | µS/cm | 26–43.7 | %DO | Data not provided | Data not provided | Data not provided | Data not provided | Data not provided | Data not provided | Data not provided | Data not provided | Data not provided | Data not provided | The Chitorem/BCR3 treatment provided the best overall treatment performance for both metal removal and sustaining sulfate reducing conditions. | Data not provided | Substrate: sawdust, wood chips, compost, dairy manure and limestone chips. BCR substrate composition was modified due to a shortage of available manure and limestone. The shortage of manure and limestone may have had a negative impact on treatment effectiveness in the BCRs. | The number of sampling dates was reduced, resulting in less info to determine long-term treatment effectiveness. | Total metals data set is limited to only two sampling events. | A range of values is shown to reflect more than one day with the same influent.
Final Danny T Adit Treatability Study Year 1 Technical Memorandum, Barker-Hughesville Mining District Superfund Site Cascade and Judith Basin Counties, Montana | BARKER HUGHESVILLE MINING DISTRICT | MT6122307485 | N/A | N/A | BCR3 | Data not provided | Biochemical reactor (BCR) with CHIT pre-treatment (BCR3) | Passive | Biochemical reactor (BCR) | Pre-treatment | Danny T adit water | Y | BCR with pre-treatment | Batteries used to run metering pump, slurry mixer, and timer switch | Remote central Montana, southeast of Great Falls/no constraints noted | Pilot | June - September 2013 | Thallium | Tl, total | µg/L | N | N/A | [6 empty] | 0.5 | 2.5 | 80 |  |  |  | Data not provided | Data not provided | Data not provided | Data not provided | Data not provided | Data not provided | Data not provided | Data not provided |  | Effluent | 6.17 | 4.34 | mg/L | 17.84 | °C | Data not provided | N/A | Data not provided | N/A | -274.4 | mV | 5154 | µS/cm | 46.4 | %DO | Data not provided | Data not provided | Data not provided | Data not provided | Data not provided | Data not provided | Data not provided | Data not provided | Data not provided | Data not provided | The Chitorem/BCR3 treatment provided the best overall treatment performance for both metal removal and sustaining sulfate reducing conditions. | Data not provided | Substrate: sawdust, wood chips, compost, dairy manure and limestone chips. BCR substrate composition was modified due to a shortage of available manure and limestone. The shortage of manure and limestone may have had a negative impact on treatment effectiveness in the BCRs. | Data not provided | Data not provided
Final Danny T Adit Treatability Study Year 1 Technical Memorandum, Barker-Hughesville Mining District Superfund Site Cascade and Judith Basin Counties, Montana | BARKER HUGHESVILLE MINING DISTRICT | MT6122307485 | N/A | N/A | BCR3 | Data not provided | Biochemical reactor (BCR) with CHIT pre-treatment (BCR3) | Passive | Biochemical reactor (BCR) | Pre-treatment | Danny T adit water | Y | BCR with pre-treatment | Batteries used to run metering pump, slurry mixer, and timer switch | Remote central Montana, southeast of Great Falls/no constraints noted | Pilot | June - September 2013 | Thallium | Tl, dissolved | µg/L | N | N/A | [6 empty] | 0.5 U | 1.8–2.3 | 86.1 - 89.1 |  |  |  | Data not provided | Data not provided | Data not provided | Data not provided | Data not provided | Data not provided | Data not provided | Data not provided |  | Effluent | 6.17–6.81 | 0.04–4.34 | mg/L | 14.5–21.09 | °C | Data not provided | N/A | Data not provided | N/A | (-)325.7–(-)152.5 | mV | 5,154–8,162 | µS/cm | NA–46.4 | %DO | Data not provided | Data not provided | Data not provided | Data not provided | Data not provided | Data not provided | Data not provided | Data not provided | Data not provided | Data not provided | The Chitorem/BCR3 treatment provided the best overall treatment performance for both metal removal and sustaining sulfate reducing conditions. | Data not provided | Substrate: sawdust, wood chips, compost, dairy manure and limestone chips. BCR substrate composition was modified due to a shortage of available manure and limestone. The shortage of manure and limestone may have had a negative impact on treatment effectiveness in the BCRs. | The number of sampling dates was reduced, resulting in less info to determine long-term treatment effectiveness. | Total metals data set is limited to only two sampling events. All effluent values below the detection limit | A range of values is shown to reflect multiple days with effluent below the detection limit.
Final Danny T Adit Treatability Study Year 1 Technical Memorandum, Barker-Hughesville Mining District Superfund Site Cascade and Judith Basin Counties, Montana | BARKER HUGHESVILLE MINING DISTRICT | MT6122307485 | N/A | N/A | BCR3 | Data not provided | Biochemical reactor (BCR) with CHIT pre-treatment (BCR3) | Passive | Biochemical reactor (BCR) | Pre-treatment | Danny T adit water | Y | BCR with pre-treatment | Batteries used to run metering pump, slurry mixer, and timer switch | Remote central Montana, southeast of Great Falls/no constraints noted | Pilot | June - September 2013 | Thallium | Tl, total | µg/L | N | N/A | [9 empty] | 0.5 U | 2.5 | 90 | Data not provided | Data not provided | Data not provided | Data not provided | Data not provided | Data not provided | Data not provided | Data not provided |  | Effluent | 6.17 | 0.04 | mg/L | 19.65 | °C | Data not provided | N/A | Data not provided | N/A | -152.5 | mV | 8162 | µS/cm | None | N/A | Data not provided | Data not provided | Data not provided | Data not provided | Data not provided | Data not provided | Data not provided | Data not provided | Data not provided | Data not provided | The Chitorem/BCR3 treatment provided the best overall treatment performance for both metal removal and sustaining sulfate reducing conditions. | Data not provided | Substrate: sawdust, wood chips, compost, dairy manure and limestone chips. BCR substrate composition was modified due to a shortage of available manure and limestone. The shortage of manure and limestone may have had a negative impact on treatment effectiveness in the BCRs. | Data not provided | Data not provided
Final Danny T Adit Treatability Study Year 1 Technical Memorandum, Barker-Hughesville Mining District Superfund Site Cascade and Judith Basin Counties, Montana | BARKER HUGHESVILLE MINING DISTRICT | MT6122307485 | N/A | N/A | BCR3 | Data not provided | Biochemical reactor (BCR) with CHIT pre-treatment (BCR3) | Passive | Biochemical reactor (BCR) | Pre-treatment | Danny T adit water | Y | BCR with pre-treatment | Batteries used to run metering pump, slurry mixer, and timer switch | Remote central Montana, southeast of Great Falls/no constraints noted | Pilot | June - September 2013 | Thallium | Tl, dissolved | µg/L | N | N/A | [9 empty] | 0.5 U | 1.8–2.3 | 86.1 - 89.1 | Data not provided | Data not provided | Data not provided | Data not provided | Data not provided | Data not provided | Data not provided | Data not provided |  | Effluent | 6.17–6.81 | 0.04–4.34 | mg/L | 14.5–21.09 | °C | Data not provided | N/A | Data not provided | N/A | (-)325.7–(-)152.5 | mV | 5,154–8,162 | µS/cm | NA–46.4 | %DO | Data not provided | Data not provided | Data not provided | Data not provided | Data not provided | Data not provided | Data not provided | Data not provided | Data not provided | Data not provided | The Chitorem/BCR3 treatment provided the best overall treatment performance for both metal removal and sustaining sulfate reducing conditions. | Data not provided | Substrate: sawdust, wood chips, compost, dairy manure and limestone chips. BCR substrate composition was modified due to a shortage of available manure and limestone. The shortage of manure and limestone may have had a negative impact on treatment effectiveness in the BCRs. | The number of sampling dates was reduced, resulting in less info to determine long-term treatment effectiveness. | Total metals data set is limited to only two sampling events. All effluent values below the detection limit | A range of values is shown to reflect multiple days with effluent below the detection limit.
Final Danny T Adit Treatability Study Year 1 Technical Memorandum, Barker-Hughesville Mining District Superfund Site Cascade and Judith Basin Counties, Montana | BARKER HUGHESVILLE MINING DISTRICT | MT6122307485 | N/A | N/A | BCR4 | Data not provided | Biochemical reactor (BCR) with Mg(OH)2 pre-treatment (BCR4) | Passive | Biochemical reactor (BCR) | Pre-treatment | Danny T adit water | Y | BCR with pre-treatment | Batteries used to run metering pump, slurry mixer, and timer switch | Remote central Montana, southeast of Great Falls/no constraints noted | Pilot | June - September 2013 | Thallium | Tl, total | µg/L | N | N/A | 2.5 | 0.5 U | 90 | [9 empty] | Data not provided | Data not provided | Data not provided | Data not provided | Data not provided | Data not provided | Data not provided | Data not provided |  | Influent | 2.81–2.85 | 2.41–6.48 | mg/L | 21.72–25 | °C | Data not provided | N/A | Data not provided | N/A | 382.6–490.9 | mV | 2,404–2,267 | µS/cm | NA–27.1 | %DO | Data not provided | Data not provided | Data not provided | Data not provided | Data not provided | Data not provided | Data not provided | Data not provided | Data not provided | Data not provided | Data not provided | Data not provided | Substrate: sawdust, wood chips, compost, dairy manure and limestone chips. BCR substrate composition was modified due to a shortage of available manure and limestone. The shortage of manure and limestone may have had a negative impact on treatment effectiveness in the BCRs. | Data not provided | Data not provided | U = under the detection limit. A range of values is shown to reflect more than one day with the same influent.
Final Danny T Adit Treatability Study Year 1 Technical Memorandum, Barker-Hughesville Mining District Superfund Site Cascade and Judith Basin Counties, Montana | BARKER HUGHESVILLE MINING DISTRICT | MT6122307485 | N/A | N/A | BCR4 | Data not provided | Biochemical reactor (BCR) with Mg(OH)2 pre-treatment (BCR4) | Passive | Biochemical reactor (BCR) | Pre-treatment | Danny T adit water | Y | BCR with pre-treatment | Batteries used to run metering pump, slurry mixer, and timer switch | Remote central Montana, southeast of Great Falls/no constraints noted | Pilot | June - September 2013 | Thallium | Tl, dissolved | µg/L | N | N/A | 2.3 | 0.5 U | 89.1304 | [9 empty] | Data not provided | Data not provided | Data not provided | Data not provided | Data not provided | Data not provided | Data not provided | Data not provided |  | Influent | 2.81 | 6.48 | mg/L | 25 | °C | Data not provided | N/A | Data not provided | N/A | 490.9 | mV | 2267 | µS/cm | None | N/A | Data not provided | Data not provided | Data not provided | Data not provided | Data not provided | Data not provided | Data not provided | Data not provided | Data not provided | Data not provided | Data not provided | Data not provided | Substrate: sawdust, wood chips, compost, dairy manure and limestone chips. BCR substrate composition was modified due to a shortage of available manure and limestone. The shortage of manure and limestone may have had a negative impact on treatment effectiveness in the BCRs. | The number of sampling dates was reduced, resulting in less info to determine long-term treatment effectiveness. | Total metals data set is limited to only two sampling events. | U = under the detection limit.
Final Danny T Adit Treatability Study Year 1 Technical Memorandum, Barker-Hughesville Mining District Superfund Site Cascade and Judith Basin Counties, Montana | BARKER HUGHESVILLE MINING DISTRICT | MT6122307485 | N/A | N/A | BCR4 | Data not provided | Biochemical reactor (BCR) with Mg(OH)2 pre-treatment (BCR4) | Passive | Biochemical reactor (BCR) | Pre-treatment | Danny T adit water | Y | BCR with pre-treatment | Batteries used to run metering pump, slurry mixer, and timer switch | Remote central Montana, southeast of Great Falls/no constraints noted | Pilot | June - September 2013 | Thallium | Tl, total | µg/L | N | N/A |  |  |  | 2.5 | 0.5 U | 90 | [6 empty] | Data not provided | Data not provided | Data not provided | Data not provided | Data not provided | Data not provided | Data not provided | Data not provided |  | Influent | 2.81–2.85 | 2.41–6.48 | mg/L | 21.72–25 | °C | Data not provided | N/A | Data not provided | N/A | 382.6–490.9 | mV | 2,404–2,267 | µS/cm | NA–27.1 | %DO | Data not provided | Data not provided | Data not provided | Data not provided | Data not provided | Data not provided | Data not provided | Data not provided | Data not provided | Data not provided | Data not provided | Data not provided | Substrate: sawdust, wood chips, compost, dairy manure and limestone chips. BCR substrate composition was modified due to a shortage of available manure and limestone. The shortage of manure and limestone may have had a negative impact on treatment effectiveness in the BCRs. | Data not provided | Data not provided | A range of values is shown to reflect more than one day with the same influent.
Final Danny T Adit Treatability Study Year 1 Technical Memorandum, Barker-Hughesville Mining District Superfund Site Cascade and Judith Basin Counties, Montana | BARKER HUGHESVILLE MINING DISTRICT | MT6122307485 | N/A | N/A | BCR4 | Data not provided | Biochemical reactor (BCR) with Mg(OH)2 pre-treatment (BCR4) | Passive | Biochemical reactor (BCR) | Pre-treatment | Danny T adit water | Y | BCR with pre-treatment | Batteries used to run metering pump, slurry mixer, and timer switch | Remote central Montana, southeast of Great Falls/no constraints noted | Pilot | June - September 2013 | Thallium | Tl, dissolved | µg/L | N | N/A |  |  |  | 1.8 | 0.5 U | 86.1111 | [6 empty] | Data not provided | Data not provided | Data not provided | Data not provided | Data not provided | Data not provided | Data not provided | Data not provided |  | Influent | 2.72–2.8 | 2.19–3.92 | mg/L | 19.47–25.14 | °C | Data not provided | N/A | Data not provided | N/A | 482.2–492.7 | mV | 2,218–3,394 | µS/cm | 26–43.7 | %DO | Data not provided | Data not provided | Data not provided | Data not provided | Data not provided | Data not provided | Data not provided | Data not provided | Data not provided | Data not provided | Data not provided | Data not provided | Substrate: sawdust, wood chips, compost, dairy manure and limestone chips. BCR substrate composition was modified due to a shortage of available manure and limestone. The shortage of manure and limestone may have had a negative impact on treatment effectiveness in the BCRs. | The number of sampling dates was reduced, resulting in less info to determine long-term treatment effectiveness. | Total metals data set is limited to only two sampling events. | A range of values is shown to reflect more than one day with the same influent.
Final Danny T Adit Treatability Study Year 1 Technical Memorandum, Barker-Hughesville Mining District Superfund Site Cascade and Judith Basin Counties, Montana | BARKER HUGHESVILLE MINING DISTRICT | MT6122307485 | N/A | N/A | BCR4 | Data not provided | Biochemical reactor (BCR) with Mg(OH)2 pre-treatment (BCR4) | Passive | Biochemical reactor (BCR) | Pre-treatment | Danny T adit water | Y | BCR with pre-treatment | Batteries used to run metering pump, slurry mixer, and timer switch | Remote central Montana, southeast of Great Falls/no constraints noted | Pilot | June - September 2013 | Thallium | Tl, total | µg/L | N | N/A | [6 empty] | 0.5 U | 2.5 | 90 |  |  |  | Data not provided | Data not provided | Data not provided | Data not provided | Data not provided | Data not provided | Data not provided | Data not provided |  | Effluent | 6.25–6.36 | 0.02–2.47 | mg/L | 17.95–20.16 | °C | Data not provided | N/A | Data not provided | N/A | (-)144.8–(-)30.2 | mV | 1,101–4,001 | µS/cm | NA–26.3 | %DO | Data not provided | Data not provided | Data not provided | Data not provided | Data not provided | Data not provided | Data not provided | Data not provided | Data not provided | Data not provided | Data not provided | Data not provided | Substrate: sawdust, wood chips, compost, dairy manure and limestone chips. BCR substrate composition was modified due to a shortage of available manure and limestone. The shortage of manure and limestone may have had a negative impact on treatment effectiveness in the BCRs. | Data not provided | All effluent values below the detection limit | A range of values is shown to reflect multiple days with effluent below the detection limit.
Final Danny T Adit Treatability Study Year 1 Technical Memorandum, Barker-Hughesville Mining District Superfund Site Cascade and Judith Basin Counties, Montana | BARKER HUGHESVILLE MINING DISTRICT | MT6122307485 | N/A | N/A | BCR4 | Data not provided | Biochemical reactor (BCR) with Mg(OH)2 pre-treatment (BCR4) | Passive | Biochemical reactor (BCR) | Pre-treatment | Danny T adit water | Y | BCR with pre-treatment | Batteries used to run metering pump, slurry mixer, and timer switch | Remote central Montana, southeast of Great Falls/no constraints noted | Pilot | June - September 2013 | Thallium | Tl, dissolved | µg/L | N | N/A | [6 empty] | 0.5 U | 1.8–2.3 | 86.1 - 89.1 |  |  |  | Data not provided | Data not provided | Data not provided | Data not provided | Data not provided | Data not provided | Data not provided | Data not provided |  | Effluent | 6.25–7.02 | 0.02–4.35 | mg/L | 16.2–20.33 | °C | Data not provided | N/A | Data not provided | N/A | (-)169.1–(-)30.2 | mV | 1,101–4,001 | µS/cm | NA–45.8 | %DO | Data not provided | Data not provided | Data not provided | Data not provided | Data not provided | Data not provided | Data not provided | Data not provided | Data not provided | Data not provided | Data not provided | Data not provided | Substrate: sawdust, wood chips, compost, dairy manure and limestone chips. BCR substrate composition was modified due to a shortage of available manure and limestone. The shortage of manure and limestone may have had a negative impact on treatment effectiveness in the BCRs. | The number of sampling dates was reduced, resulting in less info to determine long-term treatment effectiveness. | Total metals data set is limited to only two sampling events. All effluent values below the detection limit | A range of values is shown to reflect multiple days with effluent below the detection limit.
Final Danny T Adit Treatability Study Year 1 Technical Memorandum, Barker-Hughesville Mining District Superfund Site Cascade and Judith Basin Counties, Montana | BARKER HUGHESVILLE MINING DISTRICT | MT6122307485 | N/A | N/A | BCR4 | Data not provided | Biochemical reactor (BCR) with Mg(OH)2 pre-treatment (BCR4) | Passive | Biochemical reactor (BCR) | Pre-treatment | Danny T adit water | Y | BCR with pre-treatment | Batteries used to run metering pump, slurry mixer, and timer switch | Remote central Montana, southeast of Great Falls/no constraints noted | Pilot | June - September 2013 | Thallium | Tl, total | µg/L | N | N/A | [9 empty] | 0.5 U | 2.5 | 90 | Data not provided | Data not provided | Data not provided | Data not provided | Data not provided | Data not provided | Data not provided | Data not provided |  | Effluent | 6.25–6.36 | 0.02–2.47 | mg/L | 17.95–20.16 | °C | Data not provided | N/A | Data not provided | N/A | (-)144.8–(-)30.2 | mV | 1,101–4,001 | µS/cm | NA–26.3 | %DO | Data not provided | Data not provided | Data not provided | Data not provided | Data not provided | Data not provided | Data not provided | Data not provided | Data not provided | Data not provided | Data not provided | Data not provided | Substrate: sawdust, wood chips, compost, dairy manure and limestone chips. BCR substrate composition was modified due to a shortage of available manure and limestone. The shortage of manure and limestone may have had a negative impact on treatment effectiveness in the BCRs. | Data not provided | All effluent values below the detection limit | A range of values is shown to reflect multiple days with effluent below the detection limit.
Final Danny T Adit Treatability Study Year 1 Technical Memorandum, Barker-Hughesville Mining District Superfund Site Cascade and Judith Basin Counties, Montana | BARKER HUGHESVILLE MINING DISTRICT | MT6122307485 | N/A | N/A | BCR4 | Data not provided | Biochemical reactor (BCR) with Mg(OH)2 pre-treatment (BCR4) | Passive | Biochemical reactor (BCR) | Pre-treatment | Danny T adit water | Y | BCR with pre-treatment | Batteries used to run metering pump, slurry mixer, and timer switch | Remote central Montana, southeast of Great Falls/no constraints noted | Pilot | June - September 2013 | Thallium | Tl, dissolved | µg/L | N | N/A | [9 empty] | 0.5 U | 1.8–2.3 | 86.1 - 89.1 | Data not provided | Data not provided | Data not provided | Data not provided | Data not provided | Data not provided | Data not provided | Data not provided |  | Effluent | 6.25–7.02 | 0.02–4.35 | mg/L | 16.2–20.33 | °C | Data not provided | N/A | Data not provided | N/A | (-)169.1–(-)30.2 | mV | 1,101–4,001 | µS/cm | NA–45.8 | %DO | Data not provided | Data not provided | Data not provided | Data not provided | Data not provided | Data not provided | Data not provided | Data not provided | Data not provided | Data not provided | Data not provided | Data not provided | Substrate: sawdust, wood chips, compost, dairy manure and limestone chips. BCR substrate composition was modified due to a shortage of available manure and limestone. The shortage of manure and limestone may have had a negative impact on treatment effectiveness in the BCRs. | The number of sampling dates was reduced, resulting in less info to determine long-term treatment effectiveness. | Total metals data set is limited to only two sampling events. All effluent values below the detection limit | A range of values is shown to reflect multiple days with effluent below the detection limit.
Final Danny T Adit Treatability Study Year 1 Technical Memorandum, Barker-Hughesville Mining District Superfund Site Cascade and Judith Basin Counties, Montana | BARKER HUGHESVILLE MINING DISTRICT | MT6122307485 | N/A | N/A | CHIT | Data not provided | Chitorem pre-treatment (CHIT) | Passive | Chitorem® | Pre-treatment | Danny T adit water | Y | Pre-treatment | Batteries used to run metering pump, slurry mixer, and timer switch | Remote central Montana, southeast of Great Falls/no constraints noted | Pilot | June - September 2013 | Thallium | Tl, total | µg/L | N | N/A | 2.5 | 0.5 U | 90 | [9 empty] | Data not provided | Data not provided | Data not provided | Data not provided | Data not provided | Data not provided | Data not provided | Data not provided |  | Influent | 2.81–2.85 | 2.41–6.48 | mg/L | 21.72–25 | °C | Data not provided | N/A | Data not provided | N/A | 382.6–490.9 | mV | 2,404–2,267 | µS/cm | NA–27.1 | %DO | Data not provided | Data not provided | Data not provided | Data not provided | Data not provided | Data not provided | Data not provided | Data not provided | Data not provided | Data not provided | The Chitorem/BCR3 treatment provided the best overall treatment performance for both metal removal and sustaining sulfate reducing conditions. | Data not provided | Chitorem is a proprietary material that contains calcium carbonate, protein, and chitin (crab shell). Also contains its own bacteria - material breaks down and produces carbonates (adds alkalinity). | The Chitorem substrate composition was modified by adding pea gravel to increase permeability. | Data not provided | U = under the detection limit. A range of values is shown to reflect more than one day with the same influent.
Final Danny T Adit Treatability Study Year 1 Technical Memorandum, Barker-Hughesville Mining District Superfund Site Cascade and Judith Basin Counties, Montana | BARKER HUGHESVILLE MINING DISTRICT | MT6122307485 | N/A | N/A | CHIT | Data not provided | Chitorem pre-treatment (CHIT) | Passive | Chitorem® | Pre-treatment | Danny T adit water | Y | Pre-treatment | Batteries used to run metering pump, slurry mixer, and timer switch | Remote central Montana, southeast of Great Falls/no constraints noted | Pilot | June - September 2013 | Thallium | Tl, dissolved | µg/L | N | N/A | 2.3 | 0.5 U | 89.1304 | [9 empty] | Data not provided | Data not provided | Data not provided | Data not provided | Data not provided | Data not provided | Data not provided | Data not provided |  | Influent | 2.81 | 6.48 | mg/L | 25 | °C | Data not provided | N/A | Data not provided | N/A | 490.9 | mV | 2267 | µS/cm | None | N/A | Data not provided | Data not provided | Data not provided | Data not provided | Data not provided | Data not provided | Data not provided | Data not provided | Data not provided | Data not provided | The Chitorem/BCR3 treatment provided the best overall treatment performance for both metal removal and sustaining sulfate reducing conditions. | Data not provided | Chitorem is a proprietary material that contains calcium carbonate, protein, and chitin (crab shell). Also contains its own bacteria - material breaks down and produces carbonates (adds alkalinity). | The Chitorem substrate composition was modified by adding pea gravel to increase permeability. The number of sampling dates was reduced, resulting in less info to determine long-term treatment effectiveness. | Total metals data set is limited to only two sampling events. | U = under the detection limit.
Final Danny T Adit Treatability Study Year 1 Technical Memorandum, Barker-Hughesville Mining District Superfund Site Cascade and Judith Basin Counties, Montana | BARKER HUGHESVILLE MINING DISTRICT | MT6122307485 | N/A | N/A | CHIT | Data not provided | Chitorem pre-treatment (CHIT) | Passive | Chitorem® | Pre-treatment | Danny T adit water | Y | Pre-treatment | Batteries used to run metering pump, slurry mixer, and timer switch | Remote central Montana, southeast of Great Falls/no constraints noted | Pilot | June - September 2013 | Thallium | Tl, total | µg/L | N | N/A |  |  |  | 2.5 | 0.5 U | 90 | [6 empty] | Data not provided | Data not provided | Data not provided | Data not provided | Data not provided | Data not provided | Data not provided | Data not provided |  | Influent | 2.81–2.85 | 2.41–6.48 | mg/L | 21.72–25 | °C | Data not provided | N/A | Data not provided | N/A | 382.6–490.9 | mV | 2,404–2,267 | µS/cm | NA–27.1 | %DO | Data not provided | Data not provided | Data not provided | Data not provided | Data not provided | Data not provided | Data not provided | Data not provided | Data not provided | Data not provided | The Chitorem/BCR3 treatment provided the best overall treatment performance for both metal removal and sustaining sulfate reducing conditions. | Data not provided | Chitorem is a proprietary material that contains calcium carbonate, protein, and chitin (crab shell). Also contains its own bacteria - material breaks down and produces carbonates (adds alkalinity). | The Chitorem substrate composition was modified by adding pea gravel to increase permeability. | Data not provided | A range of values is shown to reflect more than one day with the same influent.
Final Danny T Adit Treatability Study Year 1 Technical Memorandum, Barker-Hughesville Mining District Superfund Site Cascade and Judith Basin Counties, Montana | BARKER HUGHESVILLE MINING DISTRICT | MT6122307485 | N/A | N/A | CHIT | Data not provided | Chitorem pre-treatment (CHIT) | Passive | Chitorem® | Pre-treatment | Danny T adit water | Y | Pre-treatment | Batteries used to run metering pump, slurry mixer, and timer switch | Remote central Montana, southeast of Great Falls/no constraints noted | Pilot | June - September 2013 | Thallium | Tl, dissolved | µg/L | N | N/A |  |  |  | 1.8 | 0.5 U | 86.1111 | [6 empty] | Data not provided | Data not provided | Data not provided | Data not provided | Data not provided | Data not provided | Data not provided | Data not provided |  | Influent | 2.72–2.8 | 2.19–3.92 | mg/L | 19.47–25.14 | °C | Data not provided | N/A | Data not provided | N/A | 482.2–492.7 | mV | 2,218–3,394 | µS/cm | 26–43.7 | %DO | Data not provided | Data not provided | Data not provided | Data not provided | Data not provided | Data not provided | Data not provided | Data not provided | Data not provided | Data not provided | The Chitorem/BCR3 treatment provided the best overall treatment performance for both metal removal and sustaining sulfate reducing conditions. | Data not provided | Chitorem is a proprietary material that contains calcium carbonate, protein, and chitin (crab shell). Also contains its own bacteria - material breaks down and produces carbonates (adds alkalinity). | The Chitorem substrate composition was modified by adding pea gravel to increase permeability. The number of sampling dates was reduced, resulting in less info to determine long-term treatment effectiveness. | Total metals data set is limited to only two sampling events. | A range of values is shown to reflect more than one day with the same influent.
Final Danny T Adit Treatability Study Year 1 Technical Memorandum, Barker-Hughesville Mining District Superfund Site Cascade and Judith Basin Counties, Montana | BARKER HUGHESVILLE MINING DISTRICT | MT6122307485 | N/A | N/A | CHIT | Data not provided | Chitorem pre-treatment (CHIT) | Passive | Chitorem® | Pre-treatment | Danny T adit water | Y | Pre-treatment | Batteries used to run metering pump, slurry mixer, and timer switch | Remote central Montana, southeast of Great Falls/no constraints noted | Pilot | June - September 2013 | Thallium | Tl, total | µg/L | N | N/A | [6 empty] | 0.5 U | 2.5 | 90 |  |  |  | Data not provided | Data not provided | Data not provided | Data not provided | Data not provided | Data not provided | Data not provided | Data not provided |  | Effluent | 6.07–6.65 | 0.05–3.08 | mg/L | 16.95–21.52 | °C | Data not provided | N/A | Data not provided | N/A | (-)206.8–(-)184.7 | mV | 2,941–60,571 | µS/cm | NA–31.9 | %DO | Data not provided | Data not provided | Data not provided | Data not provided | Data not provided | Data not provided | Data not provided | Data not provided | Data not provided | Data not provided | The Chitorem/BCR3 treatment provided the best overall treatment performance for both metal removal and sustaining sulfate reducing conditions. | Data not provided | Chitorem is a proprietary material that contains calcium carbonate, protein, and chitin (crab shell). Also contains its own bacteria - material breaks down and produces carbonates (adds alkalinity). | The Chitorem substrate composition was modified by adding pea gravel to increase permeability. | Data not provided | A range of values is shown to reflect more than one day with the same effluent.
Final Danny T Adit Treatability Study Year 1 Technical Memorandum, Barker-Hughesville Mining District Superfund Site Cascade and Judith Basin Counties, Montana | BARKER HUGHESVILLE MINING DISTRICT | MT6122307485 | N/A | N/A | CHIT | Data not provided | Chitorem pre-treatment (CHIT) | Passive | Chitorem® | Pre-treatment | Danny T adit water | Y | Pre-treatment | Batteries used to run metering pump, slurry mixer, and timer switch | Remote central Montana, southeast of Great Falls/no constraints noted | Pilot | June - September 2013 | Thallium | Tl, dissolved | µg/L | N | N/A | [6 empty] | 0.5 U | 1.8–2.3 | 86.1 - 89.1 |  |  |  | Data not provided | Data not provided | Data not provided | Data not provided | Data not provided | Data not provided | Data not provided | Data not provided |  | Effluent | 6.07–6.83 | 0.05–3.94 | mg/L | 13.52–21.52 | °C | Data not provided | N/A | Data not provided | N/A | (-)249.8–(-)57.3 | mV | 2,941–60,571 | µS/cm | NA–46.4 | %DO | Data not provided | Data not provided | Data not provided | Data not provided | Data not provided | Data not provided | Data not provided | Data not provided | Data not provided | Data not provided | The Chitorem/BCR3 treatment provided the best overall treatment performance for both metal removal and sustaining sulfate reducing conditions. | Data not provided | Chitorem is a proprietary material that contains calcium carbonate, protein, and chitin (crab shell). Also contains its own bacteria - material breaks down and produces carbonates (adds alkalinity). | The Chitorem substrate composition was modified by adding pea gravel to increase permeability. The number of sampling dates was reduced, resulting in less info to determine long-term treatment effectiveness. | Total metals data set is limited to only two sampling events. | A range of values is shown to reflect more than one day with the same effluent.
Final Danny T Adit Treatability Study Year 1 Technical Memorandum, Barker-Hughesville Mining District Superfund Site Cascade and Judith Basin Counties, Montana | BARKER HUGHESVILLE MINING DISTRICT | MT6122307485 | N/A | N/A | CHIT | Data not provided | Chitorem pre-treatment (CHIT) | Passive | Chitorem® | Pre-treatment | Danny T adit water | Y | Pre-treatment | Batteries used to run metering pump, slurry mixer, and timer switch | Remote central Montana, southeast of Great Falls/no constraints noted | Pilot | June - September 2013 | Thallium | Tl, total | µg/L | N | N/A | [9 empty] | 0.5 U | 2.5 | 90 | Data not provided | Data not provided | Data not provided | Data not provided | Data not provided | Data not provided | Data not provided | Data not provided |  | Effluent | 6.07–6.65 | 0.05–3.08 | mg/L | 16.95–21.52 | °C | Data not provided | N/A | Data not provided | N/A | (-)206.8–(-)184.7 | mV | 2,941–60,571 | µS/cm | NA–31.9 | %DO | Data not provided | Data not provided | Data not provided | Data not provided | Data not provided | Data not provided | Data not provided | Data not provided | Data not provided | Data not provided | The Chitorem/BCR3 treatment provided the best overall treatment performance for both metal removal and sustaining sulfate reducing conditions. | Data not provided | Chitorem is a proprietary material that contains calcium carbonate, protein, and chitin (crab shell). Also contains its own bacteria - material breaks down and produces carbonates (adds alkalinity). | The Chitorem substrate composition was modified by adding pea gravel to increase permeability. | Data not provided | A range of values is shown to reflect more than one day with the same effluent.
Final Danny T Adit Treatability Study Year 1 Technical Memorandum, Barker-Hughesville Mining District Superfund Site Cascade and Judith Basin Counties, Montana | BARKER HUGHESVILLE MINING DISTRICT | MT6122307485 | N/A | N/A | CHIT | Data not provided | Chitorem pre-treatment (CHIT) | Passive | Chitorem® | Pre-treatment | Danny T adit water | Y | Pre-treatment | Batteries used to run metering pump, slurry mixer, and timer switch | Remote central Montana, southeast of Great Falls/no constraints noted | Pilot | June - September 2013 | Thallium | Tl, dissolved | µg/L | N | N/A | [9 empty] | 0.5 U | 1.8–2.3 | 86.1 - 89.1 | Data not provided | Data not provided | Data not provided | Data not provided | Data not provided | Data not provided | Data not provided | Data not provided |  | Effluent | 6.07–6.83 | 0.05–3.94 | mg/L | 13.52–21.52 | °C | Data not provided | N/A | Data not provided | N/A | (-)249.8–(-)57.3 | mV | 2,941–60,571 | µS/cm | NA–46.4 | %DO | Data not provided | Data not provided | Data not provided | Data not provided | Data not provided | Data not provided | Data not provided | Data not provided | Data not provided | Data not provided | The Chitorem/BCR3 treatment provided the best overall treatment performance for both metal removal and sustaining sulfate reducing conditions. | Data not provided | Chitorem is a proprietary material that contains calcium carbonate, protein, and chitin (crab shell). Also contains its own bacteria - material breaks down and produces carbonates (adds alkalinity). | The Chitorem substrate composition was modified by adding pea gravel to increase permeability. The number of sampling dates was reduced, resulting in less info to determine long-term treatment effectiveness. | Total metals data set is limited to only two sampling events. | A range of values is shown to reflect more than one day with the same effluent.
Final Danny T Adit Treatability Study Year 1 Technical Memorandum, Barker-Hughesville Mining District Superfund Site Cascade and Judith Basin Counties, Montana | BARKER HUGHESVILLE MINING DISTRICT | MT6122307485 | N/A | N/A | MGOH | Data not provided | Alkaline Addition pre-treatment - Mg(OH)2 | Passive | Magnesium hydroxide Mg(OH)2 | Pre-treatment | Danny T adit water | Y | Pre-treatment | Batteries used to run metering pump, slurry mixer, and timer switch | Remote central Montana, southeast of Great Falls/no constraints noted | Pilot | June - September 2013 | Thallium | Tl, total | µg/L | N | N/A | 2.5 | 2.2 | 12 | [9 empty] | Data not provided | Data not provided | Data not provided | Data not provided | Data not provided | Data not provided | Data not provided | Data not provided |  | Influent | 2.81–2.85 | 2.41–6.48 | mg/L | 21.72–25 | °C | Data not provided | N/A | Data not provided | N/A | 382.6–490.9 | mV | 2,404–2,267 | µS/cm | NA–27.1 | %DO | Data not provided | Data not provided | Data not provided | Data not provided | Data not provided | Data not provided | Data not provided | Data not provided | Data not provided | Data not provided | Data not provided | Data not provided | Alkaline addition using a magnesium hydroxide (Mg(OH)2) solution. | Data not provided | Data not provided | A range of values is shown to reflect more than one day with the same influent.
Final Danny T Adit Treatability Study Year 1 Technical Memorandum, Barker-Hughesville Mining District Superfund Site Cascade and Judith Basin Counties, Montana | BARKER HUGHESVILLE MINING DISTRICT | MT6122307485 | N/A | N/A | MGOH | Data not provided | Alkaline Addition pre-treatment - Mg(OH)2 | Passive | Magnesium hydroxide Mg(OH)2 | Pre-treatment | Danny T adit water | Y | Pre-treatment | Batteries used to run metering pump, slurry mixer, and timer switch | Remote central Montana, southeast of Great Falls/no constraints noted | Pilot | June - September 2013 | Thallium | Tl, dissolved | µg/L | N | N/A | 2.3 | 2.1 | 8.6957 | [9 empty] | Data not provided | Data not provided | Data not provided | Data not provided | Data not provided | Data not provided | Data not provided | Data not provided |  | Influent | 2.81 | 6.48 | mg/L | 25 | °C | Data not provided | N/A | Data not provided | N/A | 490.9 | mV | 2267 | µS/cm | None | N/A | Data not provided | Data not provided | Data not provided | Data not provided | Data not provided | Data not provided | Data not provided | Data not provided | Data not provided | Data not provided | Data not provided | Data not provided | Alkaline addition using a magnesium hydroxide (Mg(OH)2) solution. | The number of sampling dates was reduced, resulting in less info to determine long-term treatment effectiveness. | Total metals data set is limited to only two sampling events.
Final Danny T Adit Treatability Study Year 1 Technical Memorandum, Barker-Hughesville Mining District Superfund Site Cascade and Judith Basin Counties, Montana | BARKER HUGHESVILLE MINING DISTRICT | MT6122307485 | N/A | N/A | MGOH | Data not provided | Alkaline Addition pre-treatment - Mg(OH)2 | Passive | Magnesium hydroxide Mg(OH)2 | Pre-treatment | Danny T adit water | Y | Pre-treatment | Batteries used to run metering pump, slurry mixer, and timer switch | Remote central Montana, southeast of Great Falls/no constraints noted | Pilot | June - September 2013 | Thallium | Tl, total | µg/L | N | N/A |  |  |  | 2.5 | 2.2 | 12 | [6 empty] | Data not provided | Data not provided | Data not provided | Data not provided | Data not provided | Data not provided | Data not provided | Data not provided |  | Influent | 2.81–2.85 | 2.41–6.48 | mg/L | 21.72–25 | °C | Data not provided | N/A | Data not provided | N/A | 382.6–490.9 | mV | 2,404–2,267 | µS/cm | NA–27.1 | %DO | Data not provided | Data not provided | Data not provided | Data not provided | Data not provided | Data not provided | Data not provided | Data not provided | Data not provided | Data not provided | Data not provided | Data not provided | Alkaline addition using a magnesium hydroxide (Mg(OH)2) solution. | Data not provided | Data not provided | A range of values is shown to reflect more than one day with the same influent.
Final Danny T Adit Treatability Study Year 1 Technical Memorandum, Barker-Hughesville Mining District Superfund Site Cascade and Judith Basin Counties, Montana | BARKER HUGHESVILLE MINING DISTRICT | MT6122307485 | N/A | N/A | MGOH | Data not provided | Alkaline Addition pre-treatment - Mg(OH)2 | Passive | Magnesium hydroxide Mg(OH)2 | Pre-treatment | Danny T adit water | Y | Pre-treatment | Batteries used to run metering pump, slurry mixer, and timer switch | Remote central Montana, southeast of Great Falls/no constraints noted | Pilot | June - September 2013 | Thallium | Tl, dissolved | µg/L | N | N/A |  |  |  | 1.8 | 1.7–1.8 | 0 - 5.6 | [6 empty] | Data not provided | Data not provided | Data not provided | Data not provided | Data not provided | Data not provided | Data not provided | Data not provided |  | Influent | 2.72–2.8 | 2.19–3.92 | mg/L | 19.47–25.14 | °C | Data not provided | N/A | Data not provided | N/A | 482.2–492.7 | mV | 2,218–3,394 | µS/cm | 26–43.7 | %DO | Data not provided | Data not provided | Data not provided | Data not provided | Data not provided | Data not provided | Data not provided | Data not provided | Data not provided | Data not provided | Data not provided | Data not provided | Alkaline addition using a magnesium hydroxide (Mg(OH)2) solution. | The number of sampling dates was reduced, resulting in less info to determine long-term treatment effectiveness. | Total metals data set is limited to only two sampling events. | A range of values is shown to reflect more than one day with the same influent.
Final Danny T Adit Treatability Study Year 1 Technical Memorandum, Barker-Hughesville Mining District Superfund Site Cascade and Judith Basin Counties, Montana | BARKER HUGHESVILLE MINING DISTRICT | MT6122307485 | N/A | N/A | MGOH | Data not provided | Alkaline Addition pre-treatment - Mg(OH)2 | Passive | Magnesium hydroxide Mg(OH)2 | Pre-treatment | Danny T adit water | Y | Pre-treatment | Batteries used to run metering pump, slurry mixer, and timer switch | Remote central Montana, southeast of Great Falls/no constraints noted | Pilot | June - September 2013 | Thallium | Tl, total | µg/L | N | N/A | [6 empty] | 2.2 | 2.5 | 12 |  |  |  | Data not provided | Data not provided | Data not provided | Data not provided | Data not provided | Data not provided | Data not provided | Data not provided |  | Effluent | 5.54–5.94 | 3.17–3.95 | mg/L | 17.66–19.28 | °C | Data not provided | N/A | Data not provided | N/A | (-)15.6–114.1 | mV | 1,995–2,058 | µS/cm | NA–33.9 | %DO | Data not provided | Data not provided | Data not provided | Data not provided | Data not provided | Data not provided | Data not provided | Data not provided | Data not provided | Data not provided | Data not provided | Data not provided | Alkaline addition using a magnesium hydroxide (Mg(OH)2) solution. | Data not provided | Data not provided | A range of values is shown to reflect more than one day with the same effluent.
Final Danny T Adit Treatability Study Year 1 Technical Memorandum, Barker-Hughesville Mining District Superfund Site Cascade and Judith Basin Counties, Montana | BARKER HUGHESVILLE MINING DISTRICT | MT6122307485 | N/A | N/A | MGOH | Data not provided | Alkaline Addition pre-treatment - Mg(OH)2 | Passive | Magnesium hydroxide Mg(OH)2 | Pre-treatment | Danny T adit water | Y | Pre-treatment | Batteries used to run metering pump, slurry mixer, and timer switch | Remote central Montana, southeast of Great Falls/no constraints noted | Pilot | June - September 2013 | Thallium | Tl, dissolved | µg/L | N | N/A | [6 empty] | 2.2 | 2.2 | 0 |  |  |  | Data not provided | Data not provided | Data not provided | Data not provided | Data not provided | Data not provided | Data not provided | Data not provided |  | Effluent | 4.63 | 2.48 | mg/L | 14.54 | °C | Data not provided | N/A | Data not provided | N/A | 306.5 | mV | 2186 | µS/cm | None | N/A | Data not provided | Data not provided | Data not provided | Data not provided | Data not provided | Data not provided | Data not provided | Data not provided | Data not provided | Data not provided | Data not provided | Data not provided | Alkaline addition using a magnesium hydroxide (Mg(OH)2) solution. | The number of sampling dates was reduced, resulting in less info to determine long-term treatment effectiveness. | Total metals data set is limited to only two sampling events.
Final Danny T Adit Treatability Study Year 1 Technical Memorandum, Barker-Hughesville Mining District Superfund Site Cascade and Judith Basin Counties, Montana | BARKER HUGHESVILLE MINING DISTRICT | MT6122307485 | N/A | N/A | MGOH | Data not provided | Alkaline Addition pre-treatment - Mg(OH)2 | Passive | Magnesium hydroxide Mg(OH)2 | Pre-treatment | Danny T adit water | Y | Pre-treatment | Batteries used to run metering pump, slurry mixer, and timer switch | Remote central Montana, southeast of Great Falls/no constraints noted | Pilot | June - September 2013 | Thallium | Tl, total | µg/L | N | N/A | [9 empty] | 2.2 | 2.5 | 12 | Data not provided | Data not provided | Data not provided | Data not provided | Data not provided | Data not provided | Data not provided | Data not provided |  | Effluent | 5.54–5.94 | 3.17–3.95 | mg/L | 17.66–19.28 | °C | Data not provided | N/A | Data not provided | N/A | (-)15.6–114.1 | mV | 1,995–2,058 | µS/cm | NA–33.9 | %DO | Data not provided | Data not provided | Data not provided | Data not provided | Data not provided | Data not provided | Data not provided | Data not provided | Data not provided | Data not provided | Data not provided | Data not provided | Alkaline addition using a magnesium hydroxide (Mg(OH)2) solution. | Data not provided | Data not provided | A range of values is shown to reflect more than one day with the same effluent.
Final Danny T Adit Treatability Study Year 1 Technical Memorandum, Barker-Hughesville Mining District Superfund Site Cascade and Judith Basin Counties, Montana | BARKER HUGHESVILLE MINING DISTRICT | MT6122307485 | N/A | N/A | MGOH | Data not provided | Alkaline Addition pre-treatment - Mg(OH)2 | Passive | Magnesium hydroxide Mg(OH)2 | Pre-treatment | Danny T adit water | Y | Pre-treatment | Batteries used to run metering pump, slurry mixer, and timer switch | Remote central Montana, southeast of Great Falls/no constraints noted | Pilot | June - September 2013 | Thallium | Tl, dissolved | µg/L | N | N/A | [9 empty] | 1.7 | 1.8 | 5.5556 | Data not provided | Data not provided | Data not provided | Data not provided | Data not provided | Data not provided | Data not provided | Data not provided |  | Effluent | 3.69 | 7.22 | mg/L | 16.5 | °C | Data not provided | N/A | Data not provided | N/A | 103.5 | mV | 3022 | µS/cm | 74 | %DO | Data not provided | Data not provided | Data not provided | Data not provided | Data not provided | Data not provided | Data not provided | Data not provided | Data not provided | Data not provided | Data not provided | Data not provided | Alkaline addition using a magnesium hydroxide (Mg(OH)2) solution. | The number of sampling dates was reduced, resulting in less info to determine long-term treatment effectiveness. | Total metals data set is limited to only two sampling events.
Final Danny T Adit Treatability Study Year 1 Technical Memorandum, Barker-Hughesville Mining District Superfund Site Cascade and Judith Basin Counties, Montana | BARKER HUGHESVILLE MINING DISTRICT | MT6122307485 | N/A | N/A | SAPS | Data not provided | Successive alkalinity producing system (SAPS) pre-treatment | Passive | Successive alkalinity producing system (SAPS) | Pre-treatment | Danny T adit water | Y | Pre-treatment | Batteries used to run metering pump, slurry mixer, and timer switch | Remote central Montana, southeast of Great Falls/no constraints noted | Pilot | June - September 2013 | Thallium | Tl, total | µg/L | N | N/A | 2.5 | 0.5 U–6.7 | 0 | [9 empty] | Data not provided | Data not provided | Data not provided | Data not provided | Data not provided | Data not provided | Data not provided | Data not provided |  | Influent | 2.81–2.85 | 2.41–6.48 | mg/L | 21.72–25 | °C | Data not provided | N/A | Data not provided | N/A | 382.6–490.9 | mV | 2,404–2,267 | µS/cm | NA–27.1 | %DO | Data not provided | Data not provided | Data not provided | Data not provided | Data not provided | Data not provided | Data not provided | Data not provided | Data not provided | Data not provided | Data not provided | Data not provided | Pre-treatment substrate of limestone gravel overlain by a manure and compost layer. | Data not provided | Data not provided | U = under the detection limit. A range of values is shown to reflect multiple days with the same influent.
Final Danny T Adit Treatability Study Year 1 Technical Memorandum, Barker-Hughesville Mining District Superfund Site Cascade and Judith Basin Counties, Montana | BARKER HUGHESVILLE MINING DISTRICT | MT6122307485 | N/A | N/A | SAPS | Data not provided | Successive alkalinity producing system (SAPS) pre-treatment | Passive | Successive alkalinity producing system (SAPS) | Pre-treatment | Danny T adit water | Y | Pre-treatment | Batteries used to run metering pump, slurry mixer, and timer switch | Remote central Montana, southeast of Great Falls/no constraints noted | Pilot | June - September 2013 | Thallium | Tl, dissolved | µg/L | N | N/A | 2.3 | 0.5 U | 89.1304 | [9 empty] | Data not provided | Data not provided | Data not provided | Data not provided | Data not provided | Data not provided | Data not provided | Data not provided |  | Influent | 2.81 | 6.48 | mg/L | 25 | °C | Data not provided | N/A | Data not provided | N/A | 490.9 | mV | 2267 | µS/cm | None | N/A | Data not provided | Data not provided | Data not provided | Data not provided | Data not provided | Data not provided | Data not provided | Data not provided | Data not provided | Data not provided | Data not provided | Data not provided | Pre-treatment substrate of limestone gravel overlain by a manure and compost layer. | The number of sampling dates was reduced, resulting in less info to determine long-term treatment effectiveness. | Total metals data set is limited to only two sampling events. | U = under the detection limit.
Final Danny T Adit Treatability Study Year 1 Technical Memorandum, Barker-Hughesville Mining District Superfund Site Cascade and Judith Basin Counties, Montana | BARKER HUGHESVILLE MINING DISTRICT | MT6122307485 | N/A | N/A | SAPS | Data not provided | Successive alkalinity producing system (SAPS) pre-treatment | Passive | Successive alkalinity producing system (SAPS) | Pre-treatment | Danny T adit water | Y | Pre-treatment | Batteries used to run metering pump, slurry mixer, and timer switch | Remote central Montana, southeast of Great Falls/no constraints noted | Pilot | June - September 2013 | Thallium | Tl, total | µg/L | N | N/A |  |  |  | 2.5 | 0.5 U–6.7 | (-)168 - 90 | [6 empty] | Data not provided | Data not provided | Data not provided | Data not provided | Data not provided | Data not provided | Data not provided | Data not provided |  | Influent | 2.81–2.85 | 2.41–6.48 | mg/L | 21.72–25 | °C | Data not provided | N/A | Data not provided | N/A | 382.6–490.9 | mV | 2,404–2,267 | µS/cm | NA–27.1 | %DO | Data not provided | Data not provided | Data not provided | Data not provided | Data not provided | Data not provided | Data not provided | Data not provided | Data not provided | Data not provided | Data not provided | Data not provided | Pre-treatment substrate of limestone gravel overlain by a manure and compost layer. | Data not provided | Data not provided | A range of values is shown to reflect multiple days with the same influent.
Final Danny T Adit Treatability Study Year 1 Technical Memorandum, Barker-Hughesville Mining District Superfund Site Cascade and Judith Basin Counties, Montana | BARKER HUGHESVILLE MINING DISTRICT | MT6122307485 | N/A | N/A | SAPS | Data not provided | Successive alkalinity producing system (SAPS) pre-treatment | Passive | Successive alkalinity producing system (SAPS) | Pre-treatment | Danny T adit water | Y | Pre-treatment | Batteries used to run metering pump, slurry mixer, and timer switch | Remote central Montana, southeast of Great Falls/no constraints noted | Pilot | June - September 2013 | Thallium | Tl, dissolved | µg/L | N | N/A |  |  |  | 1.8 | 1.1–2.4 | (-)33.3 - 38.9 | [6 empty] | Data not provided | Data not provided | Data not provided | Data not provided | Data not provided | Data not provided | Data not provided | Data not provided |  | Influent | 2.72–2.8 | 2.19–3.92 | mg/L | 19.47–25.14 | °C | Data not provided | N/A | Data not provided | N/A | 482.2–492.7 | mV | 2,218–3,394 | µS/cm | 26–43.7 | %DO | Data not provided | Data not provided | Data not provided | Data not provided | Data not provided | Data not provided | Data not provided | Data not provided | Data not provided | Data not provided | Data not provided | Data not provided | Pre-treatment substrate of limestone gravel overlain by a manure and compost layer. | The number of sampling dates was reduced, resulting in less info to determine long-term treatment effectiveness. | Total metals data set is limited to only two sampling events. | A range of values is shown to reflect multiple days with the same influent.
Final Danny T Adit Treatability Study Year 1 Technical Memorandum, Barker-Hughesville Mining District Superfund Site Cascade and Judith Basin Counties, Montana | BARKER HUGHESVILLE MINING DISTRICT | MT6122307485 | N/A | N/A | SAPS | Data not provided | Successive alkalinity producing system (SAPS) pre-treatment | Passive | Successive alkalinity producing system (SAPS) | Pre-treatment | Danny T adit water | Y | Pre-treatment | Batteries used to run metering pump, slurry mixer, and timer switch | Remote central Montana, southeast of Great Falls/no constraints noted | Pilot | June - September 2013 | Thallium | Tl, total | µg/L | N | N/A | [6 empty] | 6.7 | 2.5 | -168 |  |  |  | Data not provided | Data not provided | Data not provided | Data not provided | Data not provided | Data not provided | Data not provided | Data not provided |  | Effluent | 5.22 | 1.58 | mg/L | 17.74 | °C | Data not provided | N/A | Data not provided | N/A | 132.8 | mV | 2091 | µS/cm | 15.8 | %DO | Data not provided | Data not provided | Data not provided | Data not provided | Data not provided | Data not provided | Data not provided | Data not provided | Data not provided | Data not provided | Data not provided | Data not provided | Pre-treatment substrate of limestone gravel overlain by a manure and compost layer. | Data not provided | Data not provided
Final Danny T Adit Treatability Study Year 1 Technical Memorandum, Barker-Hughesville Mining District Superfund Site Cascade and Judith Basin Counties, Montana | BARKER HUGHESVILLE MINING DISTRICT | MT6122307485 | N/A | N/A | SAPS | Data not provided | Successive alkalinity producing system (SAPS) pre-treatment | Passive | Successive alkalinity producing system (SAPS) | Pre-treatment | Danny T adit water | Y | Pre-treatment | Batteries used to run metering pump, slurry mixer, and timer switch | Remote central Montana, southeast of Great Falls/no constraints noted | Pilot | June - September 2013 | Thallium | Tl, dissolved | µg/L | N | N/A | [6 empty] | 2.4 | 1.8 | -33.3333 |  |  |  | Data not provided | Data not provided | Data not provided | Data not provided | Data not provided | Data not provided | Data not provided | Data not provided |  | Effluent | 5.54 | 4.14 | mg/L | 17.27 | °C | Data not provided | N/A | Data not provided | N/A | 135.2 | mV | 3011 | µS/cm | 42.6 | %DO | Data not provided | Data not provided | Data not provided | Data not provided | Data not provided | Data not provided | Data not provided | Data not provided | Data not provided | Data not provided | Data not provided | Data not provided | Pre-treatment substrate of limestone gravel overlain by a manure and compost layer. | The number of sampling dates was reduced, resulting in less info to determine long-term treatment effectiveness. | Total metals data set is limited to only two sampling events.
Final Danny T Adit Treatability Study Year 1 Technical Memorandum, Barker-Hughesville Mining District Superfund Site Cascade and Judith Basin Counties, Montana | BARKER HUGHESVILLE MINING DISTRICT | MT6122307485 | N/A | N/A | SAPS | Data not provided | Successive alkalinity producing system (SAPS) pre-treatment | Passive | Successive alkalinity producing system (SAPS) | Pre-treatment | Danny T adit water | Y | Pre-treatment | Batteries used to run metering pump, slurry mixer, and timer switch | Remote central Montana, southeast of Great Falls/no constraints noted | Pilot | June - September 2013 | Thallium | Tl, total | µg/L | N | N/A | [9 empty] | 0.5 U | 2.5 | 90 | Data not provided | Data not provided | Data not provided | Data not provided | Data not provided | Data not provided | Data not provided | Data not provided |  | Effluent | 6.38 | 0.09 | mg/L | 21.97 | °C | Data not provided | N/A | Data not provided | N/A | -157.6 | mV | 2434 | µS/cm | None | N/A | Data not provided | Data not provided | Data not provided | Data not provided | Data not provided | Data not provided | Data not provided | Data not provided | Data not provided | Data not provided | Data not provided | Data not provided | Pre-treatment substrate of limestone gravel overlain by a manure and compost layer. | Data not provided | Data not provided
Final Danny T Adit Treatability Study Year 1 Technical Memorandum, Barker-Hughesville Mining District Superfund Site Cascade and Judith Basin Counties, Montana | BARKER HUGHESVILLE MINING DISTRICT | MT6122307485 | N/A | N/A | SAPS | Data not provided | Successive alkalinity producing system (SAPS) pre-treatment | Passive | Successive alkalinity producing system (SAPS) | Pre-treatment | Danny T adit water | Y | Pre-treatment | Batteries used to run metering pump, slurry mixer, and timer switch | Remote central Montana, southeast of Great Falls/no constraints noted | Pilot | June - September 2013 | Thallium | Tl, dissolved | µg/L | N | N/A | [9 empty] | 0.5 U | 2.3–3.2 | 89.1 - 92.2 | Data not provided | Data not provided | Data not provided | Data not provided | Data not provided | Data not provided | Data not provided | Data not provided |  | Effluent | 5.51–6.38 | 0.09–1.2 | mg/L | 16.76–21.97 | °C | Data not provided | N/A | Data not provided | N/A | (-)157.6–114.3 | mV | 2,232–2,434 | µS/cm | None | N/A | Data not provided | Data not provided | Data not provided | Data not provided | Data not provided | Data not provided | Data not provided | Data not provided | Data not provided | Data not provided | Data not provided | Data not provided | Pre-treatment substrate of limestone gravel overlain by a manure and compost layer. | The number of sampling dates was reduced, resulting in less info to determine long-term treatment effectiveness. | Total metals data set is limited to only two sampling events. | A range of values is shown to reflect more than one day with effluent below the detection limit.
Final Danny T Adit Treatability Study Year 1 Technical Memorandum, Barker-Hughesville Mining District Superfund Site Cascade and Judith Basin Counties, Montana | BARKER HUGHESVILLE MINING DISTRICT | MT6122307485 | N/A | N/A | BCR1 | Data not provided | Biochemical reactor (BCR) without pre-treatment (BCR1) | Passive | Biochemical reactor (BCR) | No pre-treatment | Danny T adit water | N | BCR without pre-treatment | Batteries used to run metering pump, slurry mixer, and timer switch | Remote central Montana, southeast of Great Falls/no constraints noted | Pilot | June - September 2013 | Zinc | Zn, total | µg/L | N | N/A | 71000 | 3690 | 94.8028 | [9 empty] | Data not provided | Data not provided | Data not provided | Data not provided | Data not provided | Data not provided | Data not provided | Data not provided |  | Influent | 2.81 | 6.48 | mg/L | 25 | °C | Data not provided | N/A | Data not provided | N/A | 490.9 | mV | 2267 | µS/cm | None | N/A | Data not provided | Data not provided | Data not provided | Data not provided | Data not provided | Data not provided | N | Acute and chronic ambient water quality standards | Data not provided | Data not provided | Results support the need for pretreatment of high acidity MIW ahead of the BCR. | Data not provided | Substrate: sawdust, wood chips, compost, dairy manure and limestone chips. BCR substrate composition was modified due to a shortage of available manure and limestone. The shortage of manure and limestone may have had a negative impact on treatment effectiveness in the BCRs. | Data not provided | Data not provided
Final Danny T Adit Treatability Study Year 1 Technical Memorandum, Barker-Hughesville Mining District Superfund Site Cascade and Judith Basin Counties, Montana | BARKER HUGHESVILLE MINING DISTRICT | MT6122307485 | N/A | N/A | BCR1 | Data not provided | Biochemical reactor (BCR) without pre-treatment (BCR1) | Passive | Biochemical reactor (BCR) | No pre-treatment | Danny T adit water | N | BCR without pre-treatment | Batteries used to run metering pump, slurry mixer, and timer switch | Remote central Montana, southeast of Great Falls/no constraints noted | Pilot | June - September 2013 | Zinc | Zn, dissolved | µg/L | N | N/A | 69100 | 50 | 99.9276 | [9 empty] | Data not provided | Data not provided | Data not provided | Data not provided | Data not provided | Data not provided | Data not provided | Data not provided |  | Influent | 2.81 | 6.48 | mg/L | 25 | °C | Data not provided | N/A | Data not provided | N/A | 490.9 | mV | 2267 | µS/cm | None | N/A | Data not provided | Data not provided | Data not provided | Data not provided | Data not provided | Data not provided | N | Acute and chronic ambient water quality standards | Data not provided | Data not provided | Results support the need for pretreatment of high acidity MIW ahead of the BCR. | Data not provided | Substrate: sawdust, wood chips, compost, dairy manure and limestone chips. BCR substrate composition was modified due to a shortage of available manure and limestone. The shortage of manure and limestone may have had a negative impact on treatment effectiveness in the BCRs. | The number of sampling dates was reduced, resulting in less info to determine long-term treatment effectiveness. | Total metals data set is limited to only two sampling events.
Final Danny T Adit Treatability Study Year 1 Technical Memorandum, Barker-Hughesville Mining District Superfund Site Cascade and Judith Basin Counties, Montana | BARKER HUGHESVILLE MINING DISTRICT | MT6122307485 | N/A | N/A | BCR1 | Data not provided | Biochemical reactor (BCR) without pre-treatment (BCR1) | Passive | Biochemical reactor (BCR) | No pre-treatment | Danny T adit water | N | BCR without pre-treatment | Batteries used to run metering pump, slurry mixer, and timer switch | Remote central Montana, southeast of Great Falls/no constraints noted | Pilot | June - September 2013 | Zinc | Zn, total | µg/L | N | N/A |  |  |  | 45700 | 34300 | 24.9453 | [6 empty] | Data not provided | Data not provided | Data not provided | Data not provided | Data not provided | Data not provided | Data not provided | Data not provided |  | Influent | 2.85 | 2.41 | mg/L | 21.72 | °C | Data not provided | N/A | Data not provided | N/A | 382.6 | mV | 2404 | µS/cm | 27.1 | %DO | Data not provided | Data not provided | Data not provided | Data not provided | Data not provided | Data not provided | N | Acute and chronic ambient water quality standards | Data not provided | Data not provided | Results support the need for pretreatment of high acidity MIW ahead of the BCR. | Data not provided | Substrate: sawdust, wood chips, compost, dairy manure and limestone chips. BCR substrate composition was modified due to a shortage of available manure and limestone. The shortage of manure and limestone may have had a negative impact on treatment effectiveness in the BCRs. | Data not provided | Data not provided
Final Danny T Adit Treatability Study Year 1 Technical Memorandum, Barker-Hughesville Mining District Superfund Site Cascade and Judith Basin Counties, Montana | BARKER HUGHESVILLE MINING DISTRICT | MT6122307485 | N/A | N/A | BCR1 | Data not provided | Biochemical reactor (BCR) without pre-treatment (BCR1) | Passive | Biochemical reactor (BCR) | No pre-treatment | Danny T adit water | N | BCR without pre-treatment | Batteries used to run metering pump, slurry mixer, and timer switch | Remote central Montana, southeast of Great Falls/no constraints noted | Pilot | June - September 2013 | Zinc | Zn, dissolved | µg/L | N | N/A |  |  |  | 44500 | 39400 | 11.4607 | [6 empty] | Data not provided | Data not provided | Data not provided | Data not provided | Data not provided | Data not provided | Data not provided | Data not provided |  | Influent | 2.8 | 2.19 | mg/L | 25.14 | °C | Data not provided | N/A | Data not provided | N/A | 492.7 | mV | 3394 | µS/cm | 26 | %DO | Data not provided | Data not provided | Data not provided | Data not provided | Data not provided | Data not provided | N | Acute and chronic ambient water quality standards | Data not provided | Data not provided | Results support the need for pretreatment of high acidity MIW ahead of the BCR. | Data not provided | Substrate: sawdust, wood chips, compost, dairy manure and limestone chips. BCR substrate composition was modified due to a shortage of available manure and limestone. The shortage of manure and limestone may have had a negative impact on treatment effectiveness in the BCRs. | The number of sampling dates was reduced, resulting in less info to determine long-term treatment effectiveness. | Total metals data set is limited to only two sampling events.
Final Danny T Adit Treatability Study Year 1 Technical Memorandum, Barker-Hughesville Mining District Superfund Site Cascade and Judith Basin Counties, Montana | BARKER HUGHESVILLE MINING DISTRICT | MT6122307485 | N/A | N/A | BCR1 | Data not provided | Biochemical reactor (BCR) without pre-treatment (BCR1) | Passive | Biochemical reactor (BCR) | No pre-treatment | Danny T adit water | N | BCR without pre-treatment | Batteries used to run metering pump, slurry mixer, and timer switch | Remote central Montana, southeast of Great Falls/no constraints noted | Pilot | June - September 2013 | Zinc | Zn, total | µg/L | N | N/A | [6 empty] | 34300 | 45700 | 24.9453 |  |  |  | Data not provided | Data not provided | Data not provided | Data not provided | Data not provided | Data not provided | Data not provided | Data not provided |  | Effluent | 5.91 | 1.5 | mg/L | 17.95 | °C | Data not provided | N/A | Data not provided | N/A | -46.6 | mV | 2190 | µS/cm | 15.9 | %DO | Data not provided | Data not provided | Data not provided | Data not provided | Data not provided | Data not provided | N | Acute and chronic ambient water quality standards | Data not provided | Data not provided | Results support the need for pretreatment of high acidity MIW ahead of the BCR. | Data not provided | Substrate: sawdust, wood chips, compost, dairy manure and limestone chips. BCR substrate composition was modified due to a shortage of available manure and limestone. The shortage of manure and limestone may have had a negative impact on treatment effectiveness in the BCRs. | Data not provided | Data not provided
Final Danny T Adit Treatability Study Year 1 Technical Memorandum, Barker-Hughesville Mining District Superfund Site Cascade and Judith Basin Counties, Montana | BARKER HUGHESVILLE MINING DISTRICT | MT6122307485 | N/A | N/A | BCR1 | Data not provided | Biochemical reactor (BCR) without pre-treatment (BCR1) | Passive | Biochemical reactor (BCR) | No pre-treatment | Danny T adit water | N | BCR without pre-treatment | Batteries used to run metering pump, slurry mixer, and timer switch | Remote central Montana, southeast of Great Falls/no constraints noted | Pilot | June - September 2013 | Zinc | Zn, dissolved | µg/L | N | N/A | [6 empty] | 39400 | 44500 | 11.4607 |  |  |  | Data not provided | Data not provided | Data not provided | Data not provided | Data not provided | Data not provided | Data not provided | Data not provided |  | Effluent | 5.67 | 2.31 | mg/L | 19.52 | °C | Data not provided | N/A | Data not provided | N/A | 57.6 | mV | 3034 | µS/cm | 23 | %DO | Data not provided | Data not provided | Data not provided | Data not provided | Data not provided | Data not provided | N | Acute and chronic ambient water quality standards | Data not provided | Data not provided | Results support the need for pretreatment of high acidity MIW ahead of the BCR. | Data not provided | Substrate: sawdust, wood chips, compost, dairy manure and limestone chips. BCR substrate composition was modified due to a shortage of available manure and limestone. The shortage of manure and limestone may have had a negative impact on treatment effectiveness in the BCRs. | The number of sampling dates was reduced, resulting in less info to determine long-term treatment effectiveness. | Total metals data set is limited to only two sampling events.
Final Danny T Adit Treatability Study Year 1 Technical Memorandum, Barker-Hughesville Mining District Superfund Site Cascade and Judith Basin Counties, Montana | BARKER HUGHESVILLE MINING DISTRICT | MT6122307485 | N/A | N/A | BCR1 | Data not provided | Biochemical reactor (BCR) without pre-treatment (BCR1) | Passive | Biochemical reactor (BCR) | No pre-treatment | Danny T adit water | N | BCR without pre-treatment | Batteries used to run metering pump, slurry mixer, and timer switch | Remote central Montana, southeast of Great Falls/no constraints noted | Pilot | June - September 2013 | Zinc | Zn, total | µg/L | N | N/A | [9 empty] | 3690 | 71000 | 94.8028 | Data not provided | Data not provided | Data not provided | Data not provided | Data not provided | Data not provided | Data not provided | Data not provided |  | Effluent | 6.07 | 0.02 | mg/L | 20.6 | °C | Data not provided | N/A | Data not provided | N/A | -163 | mV | 3505 | µS/cm | None | N/A | Data not provided | Data not provided | Data not provided | Data not provided | Data not provided | Data not provided | N | Acute and chronic ambient water quality standards | Data not provided | Data not provided | Results support the need for pretreatment of high acidity MIW ahead of the BCR. | Data not provided | Substrate: sawdust, wood chips, compost, dairy manure and limestone chips. BCR substrate composition was modified due to a shortage of available manure and limestone. The shortage of manure and limestone may have had a negative impact on treatment effectiveness in the BCRs. | Data not provided | Data not provided
Final Danny T Adit Treatability Study Year 1 Technical Memorandum, Barker-Hughesville Mining District Superfund Site Cascade and Judith Basin Counties, Montana | BARKER HUGHESVILLE MINING DISTRICT | MT6122307485 | N/A | N/A | BCR1 | Data not provided | Biochemical reactor (BCR) without pre-treatment (BCR1) | Passive | Biochemical reactor (BCR) | No pre-treatment | Danny T adit water | N | BCR without pre-treatment | Batteries used to run metering pump, slurry mixer, and timer switch | Remote central Montana, southeast of Great Falls/no constraints noted | Pilot | June - September 2013 | Zinc | Zn, dissolved | µg/L | N | N/A | [9 empty] | 50 | 69100 | 99.9276 | Data not provided | Data not provided | Data not provided | Data not provided | Data not provided | Data not provided | Data not provided | Data not provided |  | Effluent | 6.07 | 0.02 | mg/L | 20.6 | °C | Data not provided | N/A | Data not provided | N/A | -163 | mV | 3505 | µS/cm | None | N/A | Data not provided | Data not provided | Data not provided | Data not provided | Data not provided | Data not provided | N | Acute and chronic ambient water quality standards | Data not provided | Data not provided | Results support the need for pretreatment of high acidity MIW ahead of the BCR. | Data not provided | Substrate: sawdust, wood chips, compost, dairy manure and limestone chips. BCR substrate composition was modified due to a shortage of available manure and limestone. The shortage of manure and limestone may have had a negative impact on treatment effectiveness in the BCRs. | The number of sampling dates was reduced, resulting in less info to determine long-term treatment effectiveness. | Total metals data set is limited to only two sampling events.
Final Danny T Adit Treatability Study Year 1 Technical Memorandum, Barker-Hughesville Mining District Superfund Site Cascade and Judith Basin Counties, Montana | BARKER HUGHESVILLE MINING DISTRICT | MT6122307485 | N/A | N/A | BCR2 | Data not provided | Biochemical reactor (BCR) with SAPS pre-treatment (BCR2) | Passive | Biochemical reactor (BCR) | Pre-treatment | Danny T adit water | Y | BCR with pre-treatment | Batteries used to run metering pump, slurry mixer, and timer switch | Remote central Montana, southeast of Great Falls/no constraints noted | Pilot | June - September 2013 | Zinc | Zn, total | µg/L | N | N/A | 71000 | 1580 | 97.7746 | [9 empty] | Data not provided | Data not provided | Data not provided | Data not provided | Data not provided | Data not provided | Data not provided | Data not provided |  | Influent | 2.81 | 6.48 | mg/L | 25 | °C | Data not provided | N/A | Data not provided | N/A | 490.9 | mV | 2267 | µS/cm | None | N/A | Data not provided | Data not provided | Data not provided | Data not provided | Data not provided | Data not provided | N | Acute and chronic ambient water quality standards | Data not provided | Data not provided | Data not provided | Data not provided | Substrate: sawdust, wood chips, compost, dairy manure and limestone chips. BCR substrate composition was modified due to a shortage of available manure and limestone. The shortage of manure and limestone may have had a negative impact on treatment effectiveness in the BCRs. | Data not provided | Data not provided
Final Danny T Adit Treatability Study Year 1 Technical Memorandum, Barker-Hughesville Mining District Superfund Site Cascade and Judith Basin Counties, Montana | BARKER HUGHESVILLE MINING DISTRICT | MT6122307485 | N/A | N/A | BCR2 | Data not provided | Biochemical reactor (BCR) with SAPS pre-treatment (BCR2) | Passive | Biochemical reactor (BCR) | Pre-treatment | Danny T adit water | Y | BCR with pre-treatment | Batteries used to run metering pump, slurry mixer, and timer switch | Remote central Montana, southeast of Great Falls/no constraints noted | Pilot | June - September 2013 | Zinc | Zn, dissolved | µg/L | N | N/A | 69100 | 40 | 99.9421 | [9 empty] | Data not provided | Data not provided | Data not provided | Data not provided | Data not provided | Data not provided | Data not provided | Data not provided |  | Influent | 2.81 | 6.48 | mg/L | 25 | °C | Data not provided | N/A | Data not provided | N/A | 490.9 | mV | 2267 | µS/cm | None | N/A | Data not provided | Data not provided | Data not provided | Data not provided | Data not provided | Data not provided | N | Acute and chronic ambient water quality standards | Data not provided | Data not provided | Data not provided | Data not provided | Substrate: sawdust, wood chips, compost, dairy manure and limestone chips. BCR substrate composition was modified due to a shortage of available manure and limestone. The shortage of manure and limestone may have had a negative impact on treatment effectiveness in the BCRs. | The number of sampling dates was reduced, resulting in less info to determine long-term treatment effectiveness. | Total metals data set is limited to only two sampling events.
Final Danny T Adit Treatability Study Year 1 Technical Memorandum, Barker-Hughesville Mining District Superfund Site Cascade and Judith Basin Counties, Montana | BARKER HUGHESVILLE MINING DISTRICT | MT6122307485 | N/A | N/A | BCR2 | Data not provided | Biochemical reactor (BCR) with SAPS pre-treatment (BCR2) | Passive | Biochemical reactor (BCR) | Pre-treatment | Danny T adit water | Y | BCR with pre-treatment | Batteries used to run metering pump, slurry mixer, and timer switch | Remote central Montana, southeast of Great Falls/no constraints noted | Pilot | June - September 2013 | Zinc | Zn, total | µg/L | N | N/A |  |  |  | 45700 | 15500 | 66.0832 | [6 empty] | Data not provided | Data not provided | Data not provided | Data not provided | Data not provided | Data not provided | Data not provided | Data not provided |  | Influent | 2.85 | 2.41 | mg/L | 21.72 | °C | Data not provided | N/A | Data not provided | N/A | 382.6 | mV | 2404 | µS/cm | 27.1 | %DO | Data not provided | Data not provided | Data not provided | Data not provided | Data not provided | Data not provided | N | Acute and chronic ambient water quality standards | Data not provided | Data not provided | Data not provided | Data not provided | Substrate: sawdust, wood chips, compost, dairy manure and limestone chips. BCR substrate composition was modified due to a shortage of available manure and limestone. The shortage of manure and limestone may have had a negative impact on treatment effectiveness in the BCRs. | Data not provided | Data not provided
Final Danny T Adit Treatability Study Year 1 Technical Memorandum, Barker-Hughesville Mining District Superfund Site Cascade and Judith Basin Counties, Montana | BARKER HUGHESVILLE MINING DISTRICT | MT6122307485 | N/A | N/A | BCR2 | Data not provided | Biochemical reactor (BCR) with SAPS pre-treatment (BCR2) | Passive | Biochemical reactor (BCR) | Pre-treatment | Danny T adit water | Y | BCR with pre-treatment | Batteries used to run metering pump, slurry mixer, and timer switch | Remote central Montana, southeast of Great Falls/no constraints noted | Pilot | June - September 2013 | Zinc | Zn, dissolved | µg/L | N | N/A |  |  |  | 44500 | 13700 | 69.2135 | [6 empty] | Data not provided | Data not provided | Data not provided | Data not provided | Data not provided | Data not provided | Data not provided | Data not provided |  | Influent | 2.8 | 2.19 | mg/L | 25.14 | °C | Data not provided | N/A | Data not provided | N/A | 492.7 | mV | 3394 | µS/cm | 26 | %DO | Data not provided | Data not provided | Data not provided | Data not provided | Data not provided | Data not provided | N | Acute and chronic ambient water quality standards | Data not provided | Data not provided | Data not provided | Data not provided | Substrate: sawdust, wood chips, compost, dairy manure and limestone chips. BCR substrate composition was modified due to a shortage of available manure and limestone. The shortage of manure and limestone may have had a negative impact on treatment effectiveness in the BCRs. | The number of sampling dates was reduced, resulting in less info to determine long-term treatment effectiveness. | Total metals data set is limited to only two sampling events.
Final Danny T Adit Treatability Study Year 1 Technical Memorandum, Barker-Hughesville Mining District Superfund Site Cascade and Judith Basin Counties, Montana | BARKER HUGHESVILLE MINING DISTRICT | MT6122307485 | N/A | N/A | BCR2 | Data not provided | Biochemical reactor (BCR) with SAPS pre-treatment (BCR2) | Passive | Biochemical reactor (BCR) | Pre-treatment | Danny T adit water | Y | BCR with pre-treatment | Batteries used to run metering pump, slurry mixer, and timer switch | Remote central Montana, southeast of Great Falls/no constraints noted | Pilot | June - September 2013 | Zinc | Zn, total | µg/L | N | N/A | [6 empty] | 15500 | 45700 | 66.0832 |  |  |  | Data not provided | Data not provided | Data not provided | Data not provided | Data not provided | Data not provided | Data not provided | Data not provided |  | Effluent | 6.16 | 1.67 | mg/L | 17.67 | °C | Data not provided | N/A | Data not provided | N/A | -28 | mV | 2187 | µS/cm | 17.8 | %DO | Data not provided | Data not provided | Data not provided | Data not provided | Data not provided | Data not provided | N | Acute and chronic ambient water quality standards | Data not provided | Data not provided | Data not provided | Data not provided | Substrate: sawdust, wood chips, compost, dairy manure and limestone chips. BCR substrate composition was modified due to a shortage of available manure and limestone. The shortage of manure and limestone may have had a negative impact on treatment effectiveness in the BCRs. | Data not provided | Data not provided
Final Danny T Adit Treatability Study Year 1 Technical Memorandum, Barker-Hughesville Mining District Superfund Site Cascade and Judith Basin Counties, Montana | BARKER HUGHESVILLE MINING DISTRICT | MT6122307485 | N/A | N/A | BCR2 | Data not provided | Biochemical reactor (BCR) with SAPS pre-treatment (BCR2) | Passive | Biochemical reactor (BCR) | Pre-treatment | Danny T adit water | Y | BCR with pre-treatment | Batteries used to run metering pump, slurry mixer, and timer switch | Remote central Montana, southeast of Great Falls/no constraints noted | Pilot | June - September 2013 | Zinc | Zn, dissolved | µg/L | N | N/A | [6 empty] | 13700 | 44500 | 69.2135 |  |  |  | Data not provided | Data not provided | Data not provided | Data not provided | Data not provided | Data not provided | Data not provided | Data not provided |  | Effluent | 6.26 | 8.52 | mg/L | 18.4 | °C | Data not provided | N/A | Data not provided | N/A | 19.4 | mV | 3224 | µS/cm | 92.1 | %DO | Data not provided | Data not provided | Data not provided | Data not provided | Data not provided | Data not provided | N | Acute and chronic ambient water quality standards | Data not provided | Data not provided | Data not provided | Data not provided | Substrate: sawdust, wood chips, compost, dairy manure and limestone chips. BCR substrate composition was modified due to a shortage of available manure and limestone. The shortage of manure and limestone may have had a negative impact on treatment effectiveness in the BCRs. | The number of sampling dates was reduced, resulting in less info to determine long-term treatment effectiveness. | Total metals data set is limited to only two sampling events.
Final Danny T Adit Treatability Study Year 1 Technical Memorandum, Barker-Hughesville Mining District Superfund Site Cascade and Judith Basin Counties, Montana | BARKER HUGHESVILLE MINING DISTRICT | MT6122307485 | N/A | N/A | BCR2 | Data not provided | Biochemical reactor (BCR) with SAPS pre-treatment (BCR2) | Passive | Biochemical reactor (BCR) | Pre-treatment | Danny T adit water | Y | BCR with pre-treatment | Batteries used to run metering pump, slurry mixer, and timer switch | Remote central Montana, southeast of Great Falls/no constraints noted | Pilot | June - September 2013 | Zinc | Zn, total | µg/L | N | N/A | [9 empty] | 1580 | 71000 | 97.7746 | Data not provided | Data not provided | Data not provided | Data not provided | Data not provided | Data not provided | Data not provided | Data not provided |  | Effluent | 6.29 | 0.05 | mg/L | 20.2 | °C | Data not provided | N/A | Data not provided | N/A | -153.8 | mV | 4954 | µS/cm | None | N/A | Data not provided | Data not provided | Data not provided | Data not provided | Data not provided | Data not provided | N | Acute and chronic ambient water quality standards | Data not provided | Data not provided | Data not provided | Data not provided | Substrate: sawdust, wood chips, compost, dairy manure and limestone chips. BCR substrate composition was modified due to a shortage of available manure and limestone. The shortage of manure and limestone may have had a negative impact on treatment effectiveness in the BCRs. | Data not provided | Data not provided
Final Danny T Adit Treatability Study Year 1 Technical Memorandum, Barker-Hughesville Mining District Superfund Site Cascade and Judith Basin Counties, Montana | BARKER HUGHESVILLE MINING DISTRICT | MT6122307485 | N/A | N/A | BCR2 | Data not provided | Biochemical reactor (BCR) with SAPS pre-treatment (BCR2) | Passive | Biochemical reactor (BCR) | Pre-treatment | Danny T adit water | Y | BCR with pre-treatment | Batteries used to run metering pump, slurry mixer, and timer switch | Remote central Montana, southeast of Great Falls/no constraints noted | Pilot | June - September 2013 | Zinc | Zn, dissolved | µg/L | N | N/A | [9 empty] | 20 | 57400 | 99.9652 | Data not provided | Data not provided | Data not provided | Data not provided | Data not provided | Data not provided | Data not provided | Data not provided |  | Effluent | 6.32 | 0.56 | mg/L | 21.15 | °C | Data not provided | N/A | Data not provided | N/A | -67.7 | mV | 2552 | µS/cm | None | N/A | Data not provided | Data not provided | Data not provided | Data not provided | Data not provided | Data not provided | N | Acute and chronic ambient water quality standards | Data not provided | Data not provided | Data not provided | Data not provided | Substrate: sawdust, wood chips, compost, dairy manure and limestone chips. BCR substrate composition was modified due to a shortage of available manure and limestone. The shortage of manure and limestone may have had a negative impact on treatment effectiveness in the BCRs. | The number of sampling dates was reduced, resulting in less info to determine long-term treatment effectiveness. | Total metals data set is limited to only two sampling events.
Final Danny T Adit Treatability Study Year 1 Technical Memorandum, Barker-Hughesville Mining District Superfund Site Cascade and Judith Basin Counties, Montana | BARKER HUGHESVILLE MINING DISTRICT | MT6122307485 | N/A | N/A | BCR3 | Data not provided | Biochemical reactor (BCR) with CHIT pre-treatment (BCR3) | Passive | Biochemical reactor (BCR) | Pre-treatment | Danny T adit water | Y | BCR with pre-treatment | Batteries used to run metering pump, slurry mixer, and timer switch | Remote central Montana, southeast of Great Falls/no constraints noted | Pilot | June - September 2013 | Zinc | Zn, total | µg/L | N | N/A | 71000 | 620 | 99.1268 | [9 empty] | Data not provided | Data not provided | Data not provided | Data not provided | Data not provided | Data not provided | Data not provided | Data not provided |  | Influent | 2.81 | 6.48 | mg/L | 25 | °C | Data not provided | N/A | Data not provided | N/A | 490.9 | mV | 2267 | µS/cm | None | N/A | Data not provided | Data not provided | Data not provided | Data not provided | Data not provided | Data not provided | Data not provided | Data not provided | Data not provided | Data not provided | The Chitorem/BCR3 treatment provided the best overall treatment performance for both metal removal and sustaining sulfate reducing conditions. | Data not provided | Substrate: sawdust, wood chips, compost, dairy manure and limestone chips. BCR substrate composition was modified due to a shortage of available manure and limestone. The shortage of manure and limestone may have had a negative impact on treatment effectiveness in the BCRs. | Data not provided | Data not provided
Final Danny T Adit Treatability Study Year 1 Technical Memorandum, Barker-Hughesville Mining District Superfund Site Cascade and Judith Basin Counties, Montana | BARKER HUGHESVILLE MINING DISTRICT | MT6122307485 | N/A | N/A | BCR3 | Data not provided | Biochemical reactor (BCR) with CHIT pre-treatment (BCR3) | Passive | Biochemical reactor (BCR) | Pre-treatment | Danny T adit water | Y | BCR with pre-treatment | Batteries used to run metering pump, slurry mixer, and timer switch | Remote central Montana, southeast of Great Falls/no constraints noted | Pilot | June - September 2013 | Zinc | Zn, dissolved | µg/L | N | N/A | 69100 | 40 | 99.9421 | [9 empty] | Data not provided | Data not provided | Data not provided | Data not provided | Data not provided | Data not provided | Data not provided | Data not provided | > 99% | Influent | 2.81 | 6.48 | mg/L | 25 | °C | Data not provided | N/A | Data not provided | N/A | 490.9 | mV | 2267 | µS/cm | None | N/A | Data not provided | Data not provided | Data not provided | Data not provided | Data not provided | Data not provided | Data not provided | Data not provided | Data not provided | Data not provided | The Chitorem/BCR3 treatment provided the best overall treatment performance for both metal removal and sustaining sulfate reducing conditions. | Data not provided | Substrate: sawdust, wood chips, compost, dairy manure and limestone chips. BCR substrate composition was modified due to a shortage of available manure and limestone. The shortage of manure and limestone may have had a negative impact on treatment effectiveness in the BCRs. | The number of sampling dates was reduced, resulting in less info to determine long-term treatment effectiveness. | Total metals data set is limited to only two sampling events.
Final Danny T Adit Treatability Study Year 1 Technical Memorandum, Barker-Hughesville Mining District Superfund Site Cascade and Judith Basin Counties, Montana | BARKER HUGHESVILLE MINING DISTRICT | MT6122307485 | N/A | N/A | BCR3 | Data not provided | Biochemical reactor (BCR) with CHIT pre-treatment (BCR3) | Passive | Biochemical reactor (BCR) | Pre-treatment | Danny T adit water | Y | BCR with pre-treatment | Batteries used to run metering pump, slurry mixer, and timer switch | Remote central Montana, southeast of Great Falls/no constraints noted | Pilot | June - September 2013 | Zinc | Zn, total | µg/L | N | N/A |  |  |  | 45700 | 30 | 99.9344 | [6 empty] | Data not provided | Data not provided | Data not provided | Data not provided | Data not provided | Data not provided | Data not provided | Data not provided |  | Influent | 2.85 | 2.41 | mg/L | 21.72 | °C | Data not provided | N/A | Data not provided | N/A | 382.6 | mV | 2404 | µS/cm | 27.1 | %DO | Data not provided | Data not provided | Data not provided | Data not provided | Data not provided | Data not provided | Data not provided | Data not provided | Data not provided | Data not provided | The Chitorem/BCR3 treatment provided the best overall treatment performance for both metal removal and sustaining sulfate reducing conditions. | Data not provided | Substrate: sawdust, wood chips, compost, dairy manure and limestone chips. BCR substrate composition was modified due to a shortage of available manure and limestone. The shortage of manure and limestone may have had a negative impact on treatment effectiveness in the BCRs. | Data not provided | Data not provided
Final Danny T Adit Treatability Study Year 1 Technical Memorandum, Barker-Hughesville Mining District Superfund Site Cascade and Judith Basin Counties, Montana | BARKER HUGHESVILLE MINING DISTRICT | MT6122307485 | N/A | N/A | BCR3 | Data not provided | Biochemical reactor (BCR) with CHIT pre-treatment (BCR3) | Passive | Biochemical reactor (BCR) | Pre-treatment | Danny T adit water | Y | BCR with pre-treatment | Batteries used to run metering pump, slurry mixer, and timer switch | Remote central Montana, southeast of Great Falls/no constraints noted | Pilot | June - September 2013 | Zinc | Zn, dissolved | µg/L | N | N/A |  |  |  | 44500 | 40 | 99.9101 | [6 empty] | Data not provided | Data not provided | Data not provided | Data not provided | Data not provided | Data not provided | Data not provided | Data not provided | > 99% | Influent | 2.8 | 2.19 | mg/L | 25.14 | °C | Data not provided | N/A | Data not provided | N/A | 492.7 | mV | 3394 | µS/cm | 26 | %DO | Data not provided | Data not provided | Data not provided | Data not provided | Data not provided | Data not provided | Data not provided | Data not provided | Data not provided | Data not provided | The Chitorem/BCR3 treatment provided the best overall treatment performance for both metal removal and sustaining sulfate reducing conditions. | Data not provided | Substrate: sawdust, wood chips, compost, dairy manure and limestone chips. BCR substrate composition was modified due to a shortage of available manure and limestone. The shortage of manure and limestone may have had a negative impact on treatment effectiveness in the BCRs. | The number of sampling dates was reduced, resulting in less info to determine long-term treatment effectiveness. | Total metals data set is limited to only two sampling events.
Final Danny T Adit Treatability Study Year 1 Technical Memorandum, Barker-Hughesville Mining District Superfund Site Cascade and Judith Basin Counties, Montana | BARKER HUGHESVILLE MINING DISTRICT | MT6122307485 | N/A | N/A | BCR3 | Data not provided | Biochemical reactor (BCR) with CHIT pre-treatment (BCR3) | Passive | Biochemical reactor (BCR) | Pre-treatment | Danny T adit water | Y | BCR with pre-treatment | Batteries used to run metering pump, slurry mixer, and timer switch | Remote central Montana, southeast of Great Falls/no constraints noted | Pilot | June - September 2013 | Zinc | Zn, total | µg/L | N | N/A | [6 empty] | 620 | 71000 | 99.1268 |  |  |  | Data not provided | Data not provided | Data not provided | Data not provided | Data not provided | Data not provided | Data not provided | Data not provided |  | Effluent | 6.17 | 0.04 | mg/L | 19.65 | °C | Data not provided | N/A | Data not provided | N/A | -152.5 | mV | 8162 | µS/cm | None | N/A | Data not provided | Data not provided | Data not provided | Data not provided | Data not provided | Data not provided | Data not provided | Data not provided | Data not provided | Data not provided | The Chitorem/BCR3 treatment provided the best overall treatment performance for both metal removal and sustaining sulfate reducing conditions. | Data not provided | Substrate: sawdust, wood chips, compost, dairy manure and limestone chips. BCR substrate composition was modified due to a shortage of available manure and limestone. The shortage of manure and limestone may have had a negative impact on treatment effectiveness in the BCRs. | Data not provided | Data not provided
Final Danny T Adit Treatability Study Year 1 Technical Memorandum, Barker-Hughesville Mining District Superfund Site Cascade and Judith Basin Counties, Montana | BARKER HUGHESVILLE MINING DISTRICT | MT6122307485 | N/A | N/A | BCR3 | Data not provided | Biochemical reactor (BCR) with CHIT pre-treatment (BCR3) | Passive | Biochemical reactor (BCR) | Pre-treatment | Danny T adit water | Y | BCR with pre-treatment | Batteries used to run metering pump, slurry mixer, and timer switch | Remote central Montana, southeast of Great Falls/no constraints noted | Pilot | June - September 2013 | Zinc | Zn, dissolved | µg/L | N | N/A | [6 empty] | 40 | 44,500–69,100 | 99.91 - 99.94 |  |  |  | Data not provided | Data not provided | Data not provided | Data not provided | Data not provided | Data not provided | Data not provided | Data not provided | > 99% | Effluent | 6.17–6.55 | 0.04–2.79 | mg/L | 16.81–19.65 | °C | Data not provided | N/A | Data not provided | N/A | (-)247.5–(-)152.5 | mV | 6,207–8,162 | µS/cm | NA–28.3 | %DO | Data not provided | Data not provided | Data not provided | Data not provided | Data not provided | Data not provided | Data not provided | Data not provided | Data not provided | Data not provided | The Chitorem/BCR3 treatment provided the best overall treatment performance for both metal removal and sustaining sulfate reducing conditions. | Data not provided | Substrate: sawdust, wood chips, compost, dairy manure and limestone chips. BCR substrate composition was modified due to a shortage of available manure and limestone. The shortage of manure and limestone may have had a negative impact on treatment effectiveness in the BCRs. | The number of sampling dates was reduced, resulting in less info to determine long-term treatment effectiveness. | Total metals data set is limited to only two sampling events. | A range of values is shown to reflect more than one day with the same effluent.
Final Danny T Adit Treatability Study Year 1 Technical Memorandum, Barker-Hughesville Mining District Superfund Site Cascade and Judith Basin Counties, Montana | BARKER HUGHESVILLE MINING DISTRICT | MT6122307485 | N/A | N/A | BCR3 | Data not provided | Biochemical reactor (BCR) with CHIT pre-treatment (BCR3) | Passive | Biochemical reactor (BCR) | Pre-treatment | Danny T adit water | Y | BCR with pre-treatment | Batteries used to run metering pump, slurry mixer, and timer switch | Remote central Montana, southeast of Great Falls/no constraints noted | Pilot | June - September 2013 | Zinc | Zn, total | µg/L | N | N/A | [9 empty] | 30 | 45700 | 99.9344 | Data not provided | Data not provided | Data not provided | Data not provided | Data not provided | Data not provided | Data not provided | Data not provided |  | Effluent | 6.17 | 4.34 | mg/L | 17.84 | °C | Data not provided | N/A | Data not provided | N/A | -274.4 | mV | 5154 | µS/cm | 46.4 | %DO | Data not provided | Data not provided | Data not provided | Data not provided | Data not provided | Data not provided | Data not provided | Data not provided | Data not provided | Data not provided | The Chitorem/BCR3 treatment provided the best overall treatment performance for both metal removal and sustaining sulfate reducing conditions. | Data not provided | Substrate: sawdust, wood chips, compost, dairy manure and limestone chips. BCR substrate composition was modified due to a shortage of available manure and limestone. The shortage of manure and limestone may have had a negative impact on treatment effectiveness in the BCRs. | Data not provided | Data not provided
Final Danny T Adit Treatability Study Year 1 Technical Memorandum, Barker-Hughesville Mining District Superfund Site Cascade and Judith Basin Counties, Montana | BARKER HUGHESVILLE MINING DISTRICT | MT6122307485 | N/A | N/A | BCR3 | Data not provided | Biochemical reactor (BCR) with CHIT pre-treatment (BCR3) | Passive | Biochemical reactor (BCR) | Pre-treatment | Danny T adit water | Y | BCR with pre-treatment | Batteries used to run metering pump, slurry mixer, and timer switch | Remote central Montana, southeast of Great Falls/no constraints noted | Pilot | June - September 2013 | Zinc | Zn, dissolved | µg/L | N | N/A | [9 empty] | 10 U | 47800 | 99.9895 | Data not provided | Data not provided | Data not provided | Data not provided | Data not provided | Data not provided | Data not provided | Data not provided | > 99% | Effluent | 6.17 | 4.34 | mg/L | 17.84 | °C | Data not provided | N/A | Data not provided | N/A | -274.4 | mV | 5154 | µS/cm | 46.4 | %DO | Data not provided | Data not provided | Data not provided | Data not provided | Data not provided | Data not provided | Data not provided | Data not provided | Data not provided | Data not provided | The Chitorem/BCR3 treatment provided the best overall treatment performance for both metal removal and sustaining sulfate reducing conditions. | Data not provided | Substrate: sawdust, wood chips, compost, dairy manure and limestone chips. BCR substrate composition was modified due to a shortage of available manure and limestone. The shortage of manure and limestone may have had a negative impact on treatment effectiveness in the BCRs. | The number of sampling dates was reduced, resulting in less info to determine long-term treatment effectiveness. | Total metals data set is limited to only two sampling events. | U = under the detection limit.
Final Danny T Adit Treatability Study Year 1 Technical Memorandum, Barker-Hughesville Mining District Superfund Site Cascade and Judith Basin Counties, Montana | BARKER HUGHESVILLE MINING DISTRICT | MT6122307485 | N/A | N/A | BCR4 | Data not provided | Biochemical reactor (BCR) with Mg(OH)2 pre-treatment (BCR4) | Passive | Biochemical reactor (BCR) | Pre-treatment | Danny T adit water | Y | BCR with pre-treatment | Batteries used to run metering pump, slurry mixer, and timer switch | Remote central Montana, southeast of Great Falls/no constraints noted | Pilot | June - September 2013 | Zinc | Zn, total | µg/L | N | N/A | 71000 | 3270 | 95.3944 | [9 empty] | Data not provided | Data not provided | Data not provided | Data not provided | Data not provided | Data not provided | Data not provided | Data not provided |  | Influent | 2.81 | 6.48 | mg/L | 25 | °C | Data not provided | N/A | Data not provided | N/A | 490.9 | mV | 2267 | µS/cm | None | N/A | Data not provided | Data not provided | Data not provided | Data not provided | Data not provided | Data not provided | Data not provided | Data not provided | Data not provided | Data not provided | Data not provided | Data not provided | Substrate: sawdust, wood chips, compost, dairy manure and limestone chips. BCR substrate composition was modified due to a shortage of available manure and limestone. The shortage of manure and limestone may have had a negative impact on treatment effectiveness in the BCRs. | Data not provided | Data not provided
Final Danny T Adit Treatability Study Year 1 Technical Memorandum, Barker-Hughesville Mining District Superfund Site Cascade and Judith Basin Counties, Montana | BARKER HUGHESVILLE MINING DISTRICT | MT6122307485 | N/A | N/A | BCR4 | Data not provided | Biochemical reactor (BCR) with Mg(OH)2 pre-treatment (BCR4) | Passive | Biochemical reactor (BCR) | Pre-treatment | Danny T adit water | Y | BCR with pre-treatment | Batteries used to run metering pump, slurry mixer, and timer switch | Remote central Montana, southeast of Great Falls/no constraints noted | Pilot | June - September 2013 | Zinc | Zn, dissolved | µg/L | N | N/A | 69100 | 40 | 99.9421 | [9 empty] | Data not provided | Data not provided | Data not provided | Data not provided | Data not provided | Data not provided | Data not provided | Data not provided |  | Influent | 2.81 | 6.48 | mg/L | 25 | °C | Data not provided | N/A | Data not provided | N/A | 490.9 | mV | 2267 | µS/cm | None | N/A | Data not provided | Data not provided | Data not provided | Data not provided | Data not provided | Data not provided | N | Acute and chronic ambient water quality standards | Data not provided | Data not provided | Data not provided | Data not provided | Substrate: sawdust, wood chips, compost, dairy manure and limestone chips. BCR substrate composition was modified due to a shortage of available manure and limestone. The shortage of manure and limestone may have had a negative impact on treatment effectiveness in the BCRs. | The number of sampling dates was reduced, resulting in less info to determine long-term treatment effectiveness. | Total metals data set is limited to only two sampling events.
Final Danny T Adit Treatability Study Year 1 Technical Memorandum, Barker-Hughesville Mining District Superfund Site Cascade and Judith Basin Counties, Montana | BARKER HUGHESVILLE MINING DISTRICT | MT6122307485 | N/A | N/A | BCR4 | Data not provided | Biochemical reactor (BCR) with Mg(OH)2 pre-treatment (BCR4) | Passive | Biochemical reactor (BCR) | Pre-treatment | Danny T adit water | Y | BCR with pre-treatment | Batteries used to run metering pump, slurry mixer, and timer switch | Remote central Montana, southeast of Great Falls/no constraints noted | Pilot | June - September 2013 | Zinc | Zn, total | µg/L | N | N/A |  |  |  | 45700 | 14600 | 68.0525 | [6 empty] | Data not provided | Data not provided | Data not provided | Data not provided | Data not provided | Data not provided | Data not provided | Data not provided |  | Influent | 2.85 | 2.41 | mg/L | 21.72 | °C | Data not provided | N/A | Data not provided | N/A | 382.6 | mV | 2404 | µS/cm | 27.1 | %DO | Data not provided | Data not provided | Data not provided | Data not provided | Data not provided | Data not provided | Data not provided | Data not provided | Data not provided | Data not provided | Data not provided | Data not provided | Substrate: sawdust, wood chips, compost, dairy manure and limestone chips. BCR substrate composition was modified due to a shortage of available manure and limestone. The shortage of manure and limestone may have had a negative impact on treatment effectiveness in the BCRs. | Data not provided | Data not provided
Final Danny T Adit Treatability Study Year 1 Technical Memorandum, Barker-Hughesville Mining District Superfund Site Cascade and Judith Basin Counties, Montana | BARKER HUGHESVILLE MINING DISTRICT | MT6122307485 | N/A | N/A | BCR4 | Data not provided | Biochemical reactor (BCR) with Mg(OH)2 pre-treatment (BCR4) | Passive | Biochemical reactor (BCR) | Pre-treatment | Danny T adit water | Y | BCR with pre-treatment | Batteries used to run metering pump, slurry mixer, and timer switch | Remote central Montana, southeast of Great Falls/no constraints noted | Pilot | June - September 2013 | Zinc | Zn, dissolved | µg/L | N | N/A |  |  |  | 44500 | 10400 | 76.6292 | [6 empty] | Data not provided | Data not provided | Data not provided | Data not provided | Data not provided | Data not provided | Data not provided | Data not provided |  | Influent | 2.8 | 2.19 | mg/L | 25.14 | °C | Data not provided | N/A | Data not provided | N/A | 492.7 | mV | 3394 | µS/cm | 26 | %DO | Data not provided | Data not provided | Data not provided | Data not provided | Data not provided | Data not provided | N | Acute and chronic ambient water quality standards | Data not provided | Data not provided | Data not provided | Data not provided | Substrate: sawdust, wood chips, compost, dairy manure and limestone chips. BCR substrate composition was modified due to a shortage of available manure and limestone. The shortage of manure and limestone may have had a negative impact on treatment effectiveness in the BCRs. | The number of sampling dates was reduced, resulting in less info to determine long-term treatment effectiveness. | Total metals data set is limited to only two sampling events.
Final Danny T Adit Treatability Study Year 1 Technical Memorandum, Barker-Hughesville Mining District Superfund Site Cascade and Judith Basin Counties, Montana | BARKER HUGHESVILLE MINING DISTRICT | MT6122307485 | N/A | N/A | BCR4 | Data not provided | Biochemical reactor (BCR) with Mg(OH)2 pre-treatment (BCR4) | Passive | Biochemical reactor (BCR) | Pre-treatment | Danny T adit water | Y | BCR with pre-treatment | Batteries used to run metering pump, slurry mixer, and timer switch | Remote central Montana, southeast of Great Falls/no constraints noted | Pilot | June - September 2013 | Zinc | Zn, total | µg/L | N | N/A | [6 empty] | 14600 | 45700 | 68.0525 |  |  |  | Data not provided | Data not provided | Data not provided | Data not provided | Data not provided | Data not provided | Data not provided | Data not provided |  | Effluent | 6.36 | 2.47 | mg/L | 17.95 | °C | Data not provided | N/A | Data not provided | N/A | -30.2 | mV | 1101 | µS/cm | 26.3 | %DO | Data not provided | Data not provided | Data not provided | Data not provided | Data not provided | Data not provided | Data not provided | Data not provided | Data not provided | Data not provided | Data not provided | Data not provided | Substrate: sawdust, wood chips, compost, dairy manure and limestone chips. BCR substrate composition was modified due to a shortage of available manure and limestone. The shortage of manure and limestone may have had a negative impact on treatment effectiveness in the BCRs. | Data not provided | Data not provided
Final Danny T Adit Treatability Study Year 1 Technical Memorandum, Barker-Hughesville Mining District Superfund Site Cascade and Judith Basin Counties, Montana | BARKER HUGHESVILLE MINING DISTRICT | MT6122307485 | N/A | N/A | BCR4 | Data not provided | Biochemical reactor (BCR) with Mg(OH)2 pre-treatment (BCR4) | Passive | Biochemical reactor (BCR) | Pre-treatment | Danny T adit water | Y | BCR with pre-treatment | Batteries used to run metering pump, slurry mixer, and timer switch | Remote central Montana, southeast of Great Falls/no constraints noted | Pilot | June - September 2013 | Zinc | Zn, dissolved | µg/L | N | N/A | [6 empty] | 10400 | 47800 | 78.2427 |  |  |  | Data not provided | Data not provided | Data not provided | Data not provided | Data not provided | Data not provided | Data not provided | Data not provided |  | Effluent | 6.36 | 2.47 | mg/L | 17.95 | °C | Data not provided | N/A | Data not provided | N/A | -30.2 | mV | 1101 | µS/cm | 26.3 | %DO | Data not provided | Data not provided | Data not provided | Data not provided | Data not provided | Data not provided | N | Acute and chronic ambient water quality standards | Data not provided | Data not provided | Data not provided | Data not provided | Substrate: sawdust, wood chips, compost, dairy manure and limestone chips. BCR substrate composition was modified due to a shortage of available manure and limestone. The shortage of manure and limestone may have had a negative impact on treatment effectiveness in the BCRs. | The number of sampling dates was reduced, resulting in less info to determine long-term treatment effectiveness. | Total metals data set is limited to only two sampling events.
Final Danny T Adit Treatability Study Year 1 Technical Memorandum, Barker-Hughesville Mining District Superfund Site Cascade and Judith Basin Counties, Montana | BARKER HUGHESVILLE MINING DISTRICT | MT6122307485 | N/A | N/A | BCR4 | Data not provided | Biochemical reactor (BCR) with Mg(OH)2 pre-treatment (BCR4) | Passive | Biochemical reactor (BCR) | Pre-treatment | Danny T adit water | Y | BCR with pre-treatment | Batteries used to run metering pump, slurry mixer, and timer switch | Remote central Montana, southeast of Great Falls/no constraints noted | Pilot | June - September 2013 | Zinc | Zn, total | µg/L | N | N/A | [9 empty] | 3270 | 71000 | 95.3944 | Data not provided | Data not provided | Data not provided | Data not provided | Data not provided | Data not provided | Data not provided | Data not provided |  | Effluent | 6.25 | 0.02 | mg/L | 20.16 | °C | Data not provided | N/A | Data not provided | N/A | -144.8 | mV | 4001 | µS/cm | None | N/A | Data not provided | Data not provided | Data not provided | Data not provided | Data not provided | Data not provided | Data not provided | Data not provided | Data not provided | Data not provided | Data not provided | Data not provided | Substrate: sawdust, wood chips, compost, dairy manure and limestone chips. BCR substrate composition was modified due to a shortage of available manure and limestone. The shortage of manure and limestone may have had a negative impact on treatment effectiveness in the BCRs. | Data not provided | Data not provided
Final Danny T Adit Treatability Study Year 1 Technical Memorandum, Barker-Hughesville Mining District Superfund Site Cascade and Judith Basin Counties, Montana | BARKER HUGHESVILLE MINING DISTRICT | MT6122307485 | N/A | N/A | BCR4 | Data not provided | Biochemical reactor (BCR) with Mg(OH)2 pre-treatment (BCR4) | Passive | Biochemical reactor (BCR) | Pre-treatment | Danny T adit water | Y | BCR with pre-treatment | Batteries used to run metering pump, slurry mixer, and timer switch | Remote central Montana, southeast of Great Falls/no constraints noted | Pilot | June - September 2013 | Zinc | Zn, dissolved | µg/L | N | N/A | [9 empty] | 20 | 57400 | 99.9652 | Data not provided | Data not provided | Data not provided | Data not provided | Data not provided | Data not provided | Data not provided | Data not provided |  | Effluent | 6.41 | 0.21 | mg/L | 19.96 | °C | Data not provided | N/A | Data not provided | N/A | -169.1 | mV | 2437 | µS/cm | None | N/A | Data not provided | Data not provided | Data not provided | Data not provided | Data not provided | Data not provided | N | Acute and chronic ambient water quality standards | Data not provided | Data not provided | Data not provided | Data not provided | Substrate: sawdust, wood chips, compost, dairy manure and limestone chips. BCR substrate composition was modified due to a shortage of available manure and limestone. The shortage of manure and limestone may have had a negative impact on treatment effectiveness in the BCRs. | The number of sampling dates was reduced, resulting in less info to determine long-term treatment effectiveness. | Total metals data set is limited to only two sampling events.
Final Danny T Adit Treatability Study Year 1 Technical Memorandum, Barker-Hughesville Mining District Superfund Site Cascade and Judith Basin Counties, Montana | BARKER HUGHESVILLE MINING DISTRICT | MT6122307485 | N/A | N/A | CHIT | Data not provided | Chitorem pre-treatment (CHIT) | Passive | Chitorem® | Pre-treatment | Danny T adit water | Y | Pre-treatment | Batteries used to run metering pump, slurry mixer, and timer switch | Remote central Montana, southeast of Great Falls/no constraints noted | Pilot | June - September 2013 | Zinc | Zn, total | µg/L | N | N/A | 71000 | 1460 | 97.9437 | [9 empty] | Data not provided | Data not provided | Data not provided | Data not provided | Data not provided | Data not provided | Data not provided | Data not provided |  | Influent | 2.81 | 6.48 | mg/L | 25 | °C | Data not provided | N/A | Data not provided | N/A | 490.9 | mV | 2267 | µS/cm | None | N/A | Data not provided | Data not provided | Data not provided | Data not provided | Data not provided | Data not provided | Data not provided | Data not provided | Data not provided | Data not provided | The Chitorem/BCR3 treatment provided the best overall treatment performance for both metal removal and sustaining sulfate reducing conditions. | Data not provided | Chitorem is a proprietary material that contains calcium carbonate, protein, and chitin (crab shell). Also contains its own bacteria - material breaks down and produces carbonates (adds alkalinity). | The Chitorem substrate composition was modified by adding pea gravel to increase permeability. | Data not provided
Final Danny T Adit Treatability Study Year 1 Technical Memorandum, Barker-Hughesville Mining District Superfund Site Cascade and Judith Basin Counties, Montana | BARKER HUGHESVILLE MINING DISTRICT | MT6122307485 | N/A | N/A | CHIT | Data not provided | Chitorem pre-treatment (CHIT) | Passive | Chitorem® | Pre-treatment | Danny T adit water | Y | Pre-treatment | Batteries used to run metering pump, slurry mixer, and timer switch | Remote central Montana, southeast of Great Falls/no constraints noted | Pilot | June - September 2013 | Zinc | Zn, dissolved | µg/L | N | N/A | 69100 | 1040 | 98.4949 | [9 empty] | Data not provided | Data not provided | Data not provided | Data not provided | Data not provided | Data not provided | Data not provided | Data not provided | > 98% | Influent | 2.81 | 6.48 | mg/L | 25 | °C | Data not provided | N/A | Data not provided | N/A | 490.9 | mV | 2267 | µS/cm | None | N/A | Data not provided | Data not provided | Data not provided | Data not provided | Data not provided | Data not provided | Data not provided | Data not provided | Data not provided | Data not provided | The Chitorem/BCR3 treatment provided the best overall treatment performance for both metal removal and sustaining sulfate reducing conditions. | Data not provided | Chitorem is a proprietary material that contains calcium carbonate, protein, and chitin (crab shell). Also contains its own bacteria - material breaks down and produces carbonates (adds alkalinity). | The Chitorem substrate composition was modified by adding pea gravel to increase permeability. The number of sampling dates was reduced, resulting in less info to determine long-term treatment effectiveness. | Total metals data set is limited to only two sampling events.
Final Danny T Adit Treatability Study Year 1 Technical Memorandum, Barker-Hughesville Mining District Superfund Site Cascade and Judith Basin Counties, Montana | BARKER HUGHESVILLE MINING DISTRICT | MT6122307485 | N/A | N/A | CHIT | Data not provided | Chitorem pre-treatment (CHIT) | Passive | Chitorem® | Pre-treatment | Danny T adit water | Y | Pre-treatment | Batteries used to run metering pump, slurry mixer, and timer switch | Remote central Montana, southeast of Great Falls/no constraints noted | Pilot | June - September 2013 | Zinc | Zn, total | µg/L | N | N/A |  |  |  | 45700 | 660 | 98.5558 | [6 empty] | Data not provided | Data not provided | Data not provided | Data not provided | Data not provided | Data not provided | Data not provided | Data not provided |  | Influent | 2.85 | 2.41 | mg/L | 21.72 | °C | Data not provided | N/A | Data not provided | N/A | 382.6 | mV | 2404 | µS/cm | 27.1 | %DO | Data not provided | Data not provided | Data not provided | Data not provided | Data not provided | Data not provided | Data not provided | Data not provided | Data not provided | Data not provided | The Chitorem/BCR3 treatment provided the best overall treatment performance for both metal removal and sustaining sulfate reducing conditions. | Data not provided | Chitorem is a proprietary material that contains calcium carbonate, protein, and chitin (crab shell). Also contains its own bacteria - material breaks down and produces carbonates (adds alkalinity). | The Chitorem substrate composition was modified by adding pea gravel to increase permeability. | Data not provided
Final Danny T Adit Treatability Study Year 1 Technical Memorandum, Barker-Hughesville Mining District Superfund Site Cascade and Judith Basin Counties, Montana | BARKER HUGHESVILLE MINING DISTRICT | MT6122307485 | N/A | N/A | CHIT | Data not provided | Chitorem pre-treatment (CHIT) | Passive | Chitorem® | Pre-treatment | Danny T adit water | Y | Pre-treatment | Batteries used to run metering pump, slurry mixer, and timer switch | Remote central Montana, southeast of Great Falls/no constraints noted | Pilot | June - September 2013 | Zinc | Zn, dissolved | µg/L | N | N/A |  |  |  | 44500 | 20 | 99.9551 | [6 empty] | Data not provided | Data not provided | Data not provided | Data not provided | Data not provided | Data not provided | Data not provided | Data not provided | > 98% | Influent | 2.8 | 2.19 | mg/L | 25.14 | °C | Data not provided | N/A | Data not provided | N/A | 492.7 | mV | 3394 | µS/cm | 26 | %DO | Data not provided | Data not provided | Data not provided | Data not provided | Data not provided | Data not provided | Data not provided | Data not provided | Data not provided | Data not provided | The Chitorem/BCR3 treatment provided the best overall treatment performance for both metal removal and sustaining sulfate reducing conditions. | Data not provided | Chitorem is a proprietary material that contains calcium carbonate, protein, and chitin (crab shell). Also contains its own bacteria - material breaks down and produces carbonates (adds alkalinity). | The Chitorem substrate composition was modified by adding pea gravel to increase permeability. The number of sampling dates was reduced, resulting in less info to determine long-term treatment effectiveness. | Total metals data set is limited to only two sampling events.
Final Danny T Adit Treatability Study Year 1 Technical Memorandum, Barker-Hughesville Mining District Superfund Site Cascade and Judith Basin Counties, Montana | BARKER HUGHESVILLE MINING DISTRICT | MT6122307485 | N/A | N/A | CHIT | Data not provided | Chitorem pre-treatment (CHIT) | Passive | Chitorem® | Pre-treatment | Danny T adit water | Y | Pre-treatment | Batteries used to run metering pump, slurry mixer, and timer switch | Remote central Montana, southeast of Great Falls/no constraints noted | Pilot | June - September 2013 | Zinc | Zn, total | µg/L | N | N/A | [6 empty] | 1460 | 71000 | 97.9437 |  |  |  | Data not provided | Data not provided | Data not provided | Data not provided | Data not provided | Data not provided | Data not provided | Data not provided |  | Effluent | 6.65 | 0.05 | mg/L | 21.52 | °C | Data not provided | N/A | Data not provided | N/A | -206.8 | mV | 60571 | µS/cm | None | N/A | Data not provided | Data not provided | Data not provided | Data not provided | Data not provided | Data not provided | Data not provided | Data not provided | Data not provided | Data not provided | The Chitorem/BCR3 treatment provided the best overall treatment performance for both metal removal and sustaining sulfate reducing conditions. | Data not provided | Chitorem is a proprietary material that contains calcium carbonate, protein, and chitin (crab shell). Also contains its own bacteria - material breaks down and produces carbonates (adds alkalinity). | The Chitorem substrate composition was modified by adding pea gravel to increase permeability. | Data not provided
Final Danny T Adit Treatability Study Year 1 Technical Memorandum, Barker-Hughesville Mining District Superfund Site Cascade and Judith Basin Counties, Montana | BARKER HUGHESVILLE MINING DISTRICT | MT6122307485 | N/A | N/A | CHIT | Data not provided | Chitorem pre-treatment (CHIT) | Passive | Chitorem® | Pre-treatment | Danny T adit water | Y | Pre-treatment | Batteries used to run metering pump, slurry mixer, and timer switch | Remote central Montana, southeast of Great Falls/no constraints noted | Pilot | June - September 2013 | Zinc | Zn, dissolved | µg/L | N | N/A | [6 empty] | 1040 | 69100 | 98.4949 |  |  |  | Data not provided | Data not provided | Data not provided | Data not provided | Data not provided | Data not provided | Data not provided | Data not provided | > 98% | Effluent | 6.65 | 0.05 | mg/L | 21.52 | °C | Data not provided | N/A | Data not provided | N/A | -206.8 | mV | 60571 | µS/cm | None | N/A | Data not provided | Data not provided | Data not provided | Data not provided | Data not provided | Data not provided | Data not provided | Data not provided | Data not provided | Data not provided | The Chitorem/BCR3 treatment provided the best overall treatment performance for both metal removal and sustaining sulfate reducing conditions. | Data not provided | Chitorem is a proprietary material that contains calcium carbonate, protein, and chitin (crab shell). Also contains its own bacteria - material breaks down and produces carbonates (adds alkalinity). | The Chitorem substrate composition was modified by adding pea gravel to increase permeability. The number of sampling dates was reduced, resulting in less info to determine long-term treatment effectiveness. | Total metals data set is limited to only two sampling events.
Final Danny T Adit Treatability Study Year 1 Technical Memorandum, Barker-Hughesville Mining District Superfund Site Cascade and Judith Basin Counties, Montana | BARKER HUGHESVILLE MINING DISTRICT | MT6122307485 | N/A | N/A | CHIT | Data not provided | Chitorem pre-treatment (CHIT) | Passive | Chitorem® | Pre-treatment | Danny T adit water | Y | Pre-treatment | Batteries used to run metering pump, slurry mixer, and timer switch | Remote central Montana, southeast of Great Falls/no constraints noted | Pilot | June - September 2013 | Zinc | Zn, total | µg/L | N | N/A | [9 empty] | 660 | 45700 | 98.5558 | Data not provided | Data not provided | Data not provided | Data not provided | Data not provided | Data not provided | Data not provided | Data not provided |  | Effluent | 6.07 | 3.08 | mg/L | 16.95 | °C | Data not provided | N/A | Data not provided | N/A | -184.7 | mV | 2941 | µS/cm | 31.9 | %DO | Data not provided | Data not provided | Data not provided | Data not provided | Data not provided | Data not provided | Data not provided | Data not provided | Data not provided | Data not provided | The Chitorem/BCR3 treatment provided the best overall treatment performance for both metal removal and sustaining sulfate reducing conditions. | Data not provided | Chitorem is a proprietary material that contains calcium carbonate, protein, and chitin (crab shell). Also contains its own bacteria - material breaks down and produces carbonates (adds alkalinity). | The Chitorem substrate composition was modified by adding pea gravel to increase permeability. | Data not provided
Final Danny T Adit Treatability Study Year 1 Technical Memorandum, Barker-Hughesville Mining District Superfund Site Cascade and Judith Basin Counties, Montana | BARKER HUGHESVILLE MINING DISTRICT | MT6122307485 | N/A | N/A | CHIT | Data not provided | Chitorem pre-treatment (CHIT) | Passive | Chitorem® | Pre-treatment | Danny T adit water | Y | Pre-treatment | Batteries used to run metering pump, slurry mixer, and timer switch | Remote central Montana, southeast of Great Falls/no constraints noted | Pilot | June - September 2013 | Zinc | Zn, dissolved | µg/L | N | N/A | [9 empty] | 20 | 44,500–57,400 | 99.95 - 99.96 | Data not provided | Data not provided | Data not provided | Data not provided | Data not provided | Data not provided | Data not provided | Data not provided | > 98% | Effluent | 6.13–6.83 | 0.25–3.94 | mg/L | 17.53–21.12 | °C | Data not provided | N/A | Data not provided | N/A | (-)142–(-)57.3 | mV | 5,133–6,475 | µS/cm | NA–46.4 | %DO | Data not provided | Data not provided | Data not provided | Data not provided | Data not provided | Data not provided | Data not provided | Data not provided | Data not provided | Data not provided | The Chitorem/BCR3 treatment provided the best overall treatment performance for both metal removal and sustaining sulfate reducing conditions. | Data not provided | Chitorem is a proprietary material that contains calcium carbonate, protein, and chitin (crab shell). Also contains its own bacteria - material breaks down and produces carbonates (adds alkalinity). | The Chitorem substrate composition was modified by adding pea gravel to increase permeability. The number of sampling dates was reduced, resulting in less info to determine long-term treatment effectiveness. | Total metals data set is limited to only two sampling events. | A range of value is shown to reflect multiple days with the same effluent.
Final Danny T Adit Treatability Study Year 1 Technical Memorandum, Barker-Hughesville Mining District Superfund Site Cascade and Judith Basin Counties, Montana | BARKER HUGHESVILLE MINING DISTRICT | MT6122307485 | N/A | N/A | MGOH | Data not provided | Alkaline Addition pre-treatment - Mg(OH)2 | Passive | Magnesium hydroxide Mg(OH)2 | Pre-treatment | Danny T adit water | Y | Pre-treatment | Batteries used to run metering pump, slurry mixer, and timer switch | Remote central Montana, southeast of Great Falls/no constraints noted | Pilot | June - September 2013 | Zinc | Zn, total | µg/L | N | N/A | 71000 | 47600 | 32.9577 | [9 empty] | Data not provided | Data not provided | Data not provided | Data not provided | Data not provided | Data not provided | Data not provided | Data not provided |  | Influent | 2.81 | 6.48 | mg/L | 25 | °C | Data not provided | N/A | Data not provided | N/A | 490.9 | mV | 2267 | µS/cm | None | N/A | Data not provided | Data not provided | Data not provided | Data not provided | Data not provided | Data not provided | Data not provided | Data not provided | Data not provided | Data not provided | Data not provided | Data not provided | Alkaline addition using a magnesium hydroxide (Mg(OH)2) solution. | Data not provided | Data not provided
Final Danny T Adit Treatability Study Year 1 Technical Memorandum, Barker-Hughesville Mining District Superfund Site Cascade and Judith Basin Counties, Montana | BARKER HUGHESVILLE MINING DISTRICT | MT6122307485 | N/A | N/A | MGOH | Data not provided | Alkaline Addition pre-treatment - Mg(OH)2 | Passive | Magnesium hydroxide Mg(OH)2 | Pre-treatment | Danny T adit water | Y | Pre-treatment | Batteries used to run metering pump, slurry mixer, and timer switch | Remote central Montana, southeast of Great Falls/no constraints noted | Pilot | June - September 2013 | Zinc | Zn, dissolved | µg/L | N | N/A | 69100 | 47500 | 31.259 | [9 empty] | Data not provided | Data not provided | Data not provided | Data not provided | Data not provided | Data not provided | Data not provided | Data not provided |  | Influent | 2.81 | 6.48 | mg/L | 25 | °C | Data not provided | N/A | Data not provided | N/A | 490.9 | mV | 2267 | µS/cm | None | N/A | Data not provided | Data not provided | Data not provided | Data not provided | Data not provided | Data not provided | N | Acute and chronic ambient water quality standards | Data not provided | Data not provided | Data not provided | Data not provided | Alkaline addition using a magnesium hydroxide (Mg(OH)2) solution. | The number of sampling dates was reduced, resulting in less info to determine long-term treatment effectiveness. | Total metals data set is limited to only two sampling events.
Final Danny T Adit Treatability Study Year 1 Technical Memorandum, Barker-Hughesville Mining District Superfund Site Cascade and Judith Basin Counties, Montana | BARKER HUGHESVILLE MINING DISTRICT | MT6122307485 | N/A | N/A | MGOH | Data not provided | Alkaline Addition pre-treatment - Mg(OH)2 | Passive | Magnesium hydroxide Mg(OH)2 | Pre-treatment | Danny T adit water | Y | Pre-treatment | Batteries used to run metering pump, slurry mixer, and timer switch | Remote central Montana, southeast of Great Falls/no constraints noted | Pilot | June - September 2013 | Zinc | Zn, total | µg/L | N | N/A |  |  |  | 45700 | 44400 | 2.8446 | [6 empty] | Data not provided | Data not provided | Data not provided | Data not provided | Data not provided | Data not provided | Data not provided | Data not provided |  | Influent | 2.85 | 2.41 | mg/L | 21.72 | °C | Data not provided | N/A | Data not provided | N/A | 382.6 | mV | 2404 | µS/cm | 27.1 | %DO | Data not provided | Data not provided | Data not provided | Data not provided | Data not provided | Data not provided | Data not provided | Data not provided | Data not provided | Data not provided | Data not provided | Data not provided | Alkaline addition using a magnesium hydroxide (Mg(OH)2) solution. | Data not provided | Data not provided
Final Danny T Adit Treatability Study Year 1 Technical Memorandum, Barker-Hughesville Mining District Superfund Site Cascade and Judith Basin Counties, Montana | BARKER HUGHESVILLE MINING DISTRICT | MT6122307485 | N/A | N/A | MGOH | Data not provided | Alkaline Addition pre-treatment - Mg(OH)2 | Passive | Magnesium hydroxide Mg(OH)2 | Pre-treatment | Danny T adit water | Y | Pre-treatment | Batteries used to run metering pump, slurry mixer, and timer switch | Remote central Montana, southeast of Great Falls/no constraints noted | Pilot | June - September 2013 | Zinc | Zn, dissolved | µg/L | N | N/A |  |  |  | 44500 | 36200 | 18.6517 | [6 empty] | Data not provided | Data not provided | Data not provided | Data not provided | Data not provided | Data not provided | Data not provided | Data not provided |  | Influent | 2.8 | 2.19 | mg/L | 25.14 | °C | Data not provided | N/A | Data not provided | N/A | 492.7 | mV | 3394 | µS/cm | 26 | %DO | Data not provided | Data not provided | Data not provided | Data not provided | Data not provided | Data not provided | N | Acute and chronic ambient water quality standards | Data not provided | Data not provided | Data not provided | Data not provided | Alkaline addition using a magnesium hydroxide (Mg(OH)2) solution. | The number of sampling dates was reduced, resulting in less info to determine long-term treatment effectiveness. | Total metals data set is limited to only two sampling events.
Final Danny T Adit Treatability Study Year 1 Technical Memorandum, Barker-Hughesville Mining District Superfund Site Cascade and Judith Basin Counties, Montana | BARKER HUGHESVILLE MINING DISTRICT | MT6122307485 | N/A | N/A | MGOH | Data not provided | Alkaline Addition pre-treatment - Mg(OH)2 | Passive | Magnesium hydroxide Mg(OH)2 | Pre-treatment | Danny T adit water | Y | Pre-treatment | Batteries used to run metering pump, slurry mixer, and timer switch | Remote central Montana, southeast of Great Falls/no constraints noted | Pilot | June - September 2013 | Zinc | Zn, total | µg/L | N | N/A | [6 empty] | 47600 | 71000 | 32.9577 |  |  |  | Data not provided | Data not provided | Data not provided | Data not provided | Data not provided | Data not provided | Data not provided | Data not provided |  | Effluent | 5.94 | 3.95 | mg/L | 19.28 | °C | Data not provided | N/A | Data not provided | N/A | -15.6 | mV | 1995 | µS/cm | None | N/A | Data not provided | Data not provided | Data not provided | Data not provided | Data not provided | Data not provided | Data not provided | Data not provided | Data not provided | Data not provided | Data not provided | Data not provided | Alkaline addition using a magnesium hydroxide (Mg(OH)2) solution. | Data not provided | Data not provided
Final Danny T Adit Treatability Study Year 1 Technical Memorandum, Barker-Hughesville Mining District Superfund Site Cascade and Judith Basin Counties, Montana | BARKER HUGHESVILLE MINING DISTRICT | MT6122307485 | N/A | N/A | MGOH | Data not provided | Alkaline Addition pre-treatment - Mg(OH)2 | Passive | Magnesium hydroxide Mg(OH)2 | Pre-treatment | Danny T adit water | Y | Pre-treatment | Batteries used to run metering pump, slurry mixer, and timer switch | Remote central Montana, southeast of Great Falls/no constraints noted | Pilot | June - September 2013 | Zinc | Zn, dissolved | µg/L | N | N/A | [6 empty] | 53100 | 53300 | 0.37523 |  |  |  | Data not provided | Data not provided | Data not provided | Data not provided | Data not provided | Data not provided | Data not provided | Data not provided |  | Effluent | 3.05 | 2.85 | mg/L | 13.16 | °C | Data not provided | N/A | Data not provided | N/A | 425 | mV | 2404 | µS/cm | 28 | %DO | Data not provided | Data not provided | Data not provided | Data not provided | Data not provided | Data not provided | N | Acute and chronic ambient water quality standards | Data not provided | Data not provided | Data not provided | Data not provided | Alkaline addition using a magnesium hydroxide (Mg(OH)2) solution. | The number of sampling dates was reduced, resulting in less info to determine long-term treatment effectiveness. | Total metals data set is limited to only two sampling events.
Final Danny T Adit Treatability Study Year 1 Technical Memorandum, Barker-Hughesville Mining District Superfund Site Cascade and Judith Basin Counties, Montana | BARKER HUGHESVILLE MINING DISTRICT | MT6122307485 | N/A | N/A | MGOH | Data not provided | Alkaline Addition pre-treatment - Mg(OH)2 | Passive | Magnesium hydroxide Mg(OH)2 | Pre-treatment | Danny T adit water | Y | Pre-treatment | Batteries used to run metering pump, slurry mixer, and timer switch | Remote central Montana, southeast of Great Falls/no constraints noted | Pilot | June - September 2013 | Zinc | Zn, total | µg/L | N | N/A | [9 empty] | 44400 | 45700 | 2.8446 | Data not provided | Data not provided | Data not provided | Data not provided | Data not provided | Data not provided | Data not provided | Data not provided |  | Effluent | 5.54 | 3.17 | mg/L | 17.66 | °C | Data not provided | N/A | Data not provided | N/A | 114.1 | mV | 2058 | µS/cm | 33.9 | %DO | Data not provided | Data not provided | Data not provided | Data not provided | Data not provided | Data not provided | Data not provided | Data not provided | Data not provided | Data not provided | Data not provided | Data not provided | Alkaline addition using a magnesium hydroxide (Mg(OH)2) solution. | Data not provided | Data not provided
Final Danny T Adit Treatability Study Year 1 Technical Memorandum, Barker-Hughesville Mining District Superfund Site Cascade and Judith Basin Counties, Montana | BARKER HUGHESVILLE MINING DISTRICT | MT6122307485 | N/A | N/A | MGOH | Data not provided | Alkaline Addition pre-treatment - Mg(OH)2 | Passive | Magnesium hydroxide Mg(OH)2 | Pre-treatment | Danny T adit water | Y | Pre-treatment | Batteries used to run metering pump, slurry mixer, and timer switch | Remote central Montana, southeast of Great Falls/no constraints noted | Pilot | June - September 2013 | Zinc | Zn, dissolved | µg/L | N | N/A | [9 empty] | 36200 | 44500 | 18.6517 | Data not provided | Data not provided | Data not provided | Data not provided | Data not provided | Data not provided | Data not provided | Data not provided |  | Effluent | 3.69 | 7.22 | mg/L | 16.5 | °C | Data not provided | N/A | Data not provided | N/A | 103.5 | mV | 3022 | µS/cm | 74 | %DO | Data not provided | Data not provided | Data not provided | Data not provided | Data not provided | Data not provided | N | Acute and chronic ambient water quality standards | Data not provided | Data not provided | Data not provided | Data not provided | Alkaline addition using a magnesium hydroxide (Mg(OH)2) solution. | The number of sampling dates was reduced, resulting in less info to determine long-term treatment effectiveness. | Total metals data set is limited to only two sampling events.
Final Danny T Adit Treatability Study Year 1 Technical Memorandum, Barker-Hughesville Mining District Superfund Site Cascade and Judith Basin Counties, Montana | BARKER HUGHESVILLE MINING DISTRICT | MT6122307485 | N/A | N/A | SAPS | Data not provided | Successive alkalinity producing system (SAPS) pre-treatment | Passive | Successive alkalinity producing system (SAPS) | Pre-treatment | Danny T adit water | Y | Pre-treatment | Batteries used to run metering pump, slurry mixer, and timer switch | Remote central Montana, southeast of Great Falls/no constraints noted | Pilot | June - September 2013 | Zinc | Zn, total | µg/L | N | N/A | 71000 | 6050 | 91.4789 | [9 empty] | Data not provided | Data not provided | Data not provided | Data not provided | Data not provided | Data not provided | Data not provided | Data not provided |  | Influent | 2.81 | 6.48 | mg/L | 25 | °C | Data not provided | N/A | Data not provided | N/A | 490.9 | mV | 2267 | µS/cm | None | N/A | Data not provided | Data not provided | Data not provided | Data not provided | Data not provided | Data not provided | Data not provided | Data not provided | Data not provided | Data not provided | Data not provided | Data not provided | Pre-treatment substrate of limestone gravel overlain by a manure and compost layer. | Data not provided | Data not provided
Final Danny T Adit Treatability Study Year 1 Technical Memorandum, Barker-Hughesville Mining District Superfund Site Cascade and Judith Basin Counties, Montana | BARKER HUGHESVILLE MINING DISTRICT | MT6122307485 | N/A | N/A | SAPS | Data not provided | Successive alkalinity producing system (SAPS) pre-treatment | Passive | Successive alkalinity producing system (SAPS) | Pre-treatment | Danny T adit water | Y | Pre-treatment | Batteries used to run metering pump, slurry mixer, and timer switch | Remote central Montana, southeast of Great Falls/no constraints noted | Pilot | June - September 2013 | Zinc | Zn, dissolved | µg/L | N | N/A | 69100 | 70 | 99.8987 | [9 empty] | Data not provided | Data not provided | Data not provided | Data not provided | Data not provided | Data not provided | Data not provided | Data not provided |  | Influent | 2.81 | 6.48 | mg/L | 25 | °C | Data not provided | N/A | Data not provided | N/A | 490.9 | mV | 2267 | µS/cm | None | N/A | Data not provided | Data not provided | Data not provided | Data not provided | Data not provided | Data not provided | Data not provided | Data not provided | Data not provided | Data not provided | Data not provided | Data not provided | Pre-treatment substrate of limestone gravel overlain by a manure and compost layer. | The number of sampling dates was reduced, resulting in less info to determine long-term treatment effectiveness. | Total metals data set is limited to only two sampling events.
Final Danny T Adit Treatability Study Year 1 Technical Memorandum, Barker-Hughesville Mining District Superfund Site Cascade and Judith Basin Counties, Montana | BARKER HUGHESVILLE MINING DISTRICT | MT6122307485 | N/A | N/A | SAPS | Data not provided | Successive alkalinity producing system (SAPS) pre-treatment | Passive | Successive alkalinity producing system (SAPS) | Pre-treatment | Danny T adit water | Y | Pre-treatment | Batteries used to run metering pump, slurry mixer, and timer switch | Remote central Montana, southeast of Great Falls/no constraints noted | Pilot | June - September 2013 | Zinc | Zn, total | µg/L | N | N/A |  |  |  | 45700 | 69800 | -52.7352 | [6 empty] | Data not provided | Data not provided | Data not provided | Data not provided | Data not provided | Data not provided | Data not provided | Data not provided |  | Influent | 2.85 | 2.41 | mg/L | 21.72 | °C | Data not provided | N/A | Data not provided | N/A | 382.6 | mV | 2404 | µS/cm | 27.1 | %DO | Data not provided | Data not provided | Data not provided | Data not provided | Data not provided | Data not provided | Data not provided | Data not provided | Data not provided | Data not provided | Data not provided | Data not provided | Pre-treatment substrate of limestone gravel overlain by a manure and compost layer. | Data not provided | Data not provided
Final Danny T Adit Treatability Study Year 1 Technical Memorandum, Barker-Hughesville Mining District Superfund Site Cascade and Judith Basin Counties, Montana | BARKER HUGHESVILLE MINING DISTRICT | MT6122307485 | N/A | N/A | SAPS | Data not provided | Successive alkalinity producing system (SAPS) pre-treatment | Passive | Successive alkalinity producing system (SAPS) | Pre-treatment | Danny T adit water | Y | Pre-treatment | Batteries used to run metering pump, slurry mixer, and timer switch | Remote central Montana, southeast of Great Falls/no constraints noted | Pilot | June - September 2013 | Zinc | Zn, dissolved | µg/L | N | N/A |  |  |  | 44500 | 53200 | -19.5506 | [6 empty] | Data not provided | Data not provided | Data not provided | Data not provided | Data not provided | Data not provided | Data not provided | Data not provided |  | Influent | 2.8 | 2.19 | mg/L | 25.14 | °C | Data not provided | N/A | Data not provided | N/A | 492.7 | mV | 3394 | µS/cm | 26 | %DO | Data not provided | Data not provided | Data not provided | Data not provided | Data not provided | Data not provided | Data not provided | Data not provided | Data not provided | Data not provided | Data not provided | Data not provided | Pre-treatment substrate of limestone gravel overlain by a manure and compost layer. | The number of sampling dates was reduced, resulting in less info to determine long-term treatment effectiveness. | Total metals data set is limited to only two sampling events.
Final Danny T Adit Treatability Study Year 1 Technical Memorandum, Barker-Hughesville Mining District Superfund Site Cascade and Judith Basin Counties, Montana | BARKER HUGHESVILLE MINING DISTRICT | MT6122307485 | N/A | N/A | SAPS | Data not provided | Successive alkalinity producing system (SAPS) pre-treatment | Passive | Successive alkalinity producing system (SAPS) | Pre-treatment | Danny T adit water | Y | Pre-treatment | Batteries used to run metering pump, slurry mixer, and timer switch | Remote central Montana, southeast of Great Falls/no constraints noted | Pilot | June - September 2013 | Zinc | Zn, total | µg/L | N | N/A | [6 empty] | 69800 | 45700 | -52.7352 |  |  |  | Data not provided | Data not provided | Data not provided | Data not provided | Data not provided | Data not provided | Data not provided | Data not provided |  | Effluent | 5.22 | 1.58 | mg/L | 17.74 | °C | Data not provided | N/A | Data not provided | N/A | 132.8 | mV | 2091 | µS/cm | 15.8 | %DO | Data not provided | Data not provided | Data not provided | Data not provided | Data not provided | Data not provided | Data not provided | Data not provided | Data not provided | Data not provided | Data not provided | Data not provided | Pre-treatment substrate of limestone gravel overlain by a manure and compost layer. | Data not provided | Data not provided
Final Danny T Adit Treatability Study Year 1 Technical Memorandum, Barker-Hughesville Mining District Superfund Site Cascade and Judith Basin Counties, Montana | BARKER HUGHESVILLE MINING DISTRICT | MT6122307485 | N/A | N/A | SAPS | Data not provided | Successive alkalinity producing system (SAPS) pre-treatment | Passive | Successive alkalinity producing system (SAPS) | Pre-treatment | Danny T adit water | Y | Pre-treatment | Batteries used to run metering pump, slurry mixer, and timer switch | Remote central Montana, southeast of Great Falls/no constraints noted | Pilot | June - September 2013 | Zinc | Zn, dissolved | µg/L | N | N/A | [6 empty] | 63200 | 53300 | -18.5741 |  |  |  | Data not provided | Data not provided | Data not provided | Data not provided | Data not provided | Data not provided | Data not provided | Data not provided |  | Effluent | 5.11 | 2.36 | mg/L | 13.38 | °C | Data not provided | N/A | Data not provided | N/A | 178.3 | mV | 2347 | µS/cm | 22.9 | %DO | Data not provided | Data not provided | Data not provided | Data not provided | Data not provided | Data not provided | Data not provided | Data not provided | Data not provided | Data not provided | Data not provided | Data not provided | Pre-treatment substrate of limestone gravel overlain by a manure and compost layer. | The number of sampling dates was reduced, resulting in less info to determine long-term treatment effectiveness. | Total metals data set is limited to only two sampling events.
Final Danny T Adit Treatability Study Year 1 Technical Memorandum, Barker-Hughesville Mining District Superfund Site Cascade and Judith Basin Counties, Montana | BARKER HUGHESVILLE MINING DISTRICT | MT6122307485 | N/A | N/A | SAPS | Data not provided | Successive alkalinity producing system (SAPS) pre-treatment | Passive | Successive alkalinity producing system (SAPS) | Pre-treatment | Danny T adit water | Y | Pre-treatment | Batteries used to run metering pump, slurry mixer, and timer switch | Remote central Montana, southeast of Great Falls/no constraints noted | Pilot | June - September 2013 | Zinc | Zn, total | µg/L | N | N/A | [9 empty] | 6050 | 71000 | 91.4789 | Data not provided | Data not provided | Data not provided | Data not provided | Data not provided | Data not provided | Data not provided | Data not provided |  | Effluent | 6.38 | 0.09 | mg/L | 21.97 | °C | Data not provided | N/A | Data not provided | N/A | -157.6 | mV | 2434 | µS/cm | None | N/A | Data not provided | Data not provided | Data not provided | Data not provided | Data not provided | Data not provided | Data not provided | Data not provided | Data not provided | Data not provided | Data not provided | Data not provided | Pre-treatment substrate of limestone gravel overlain by a manure and compost layer. | Data not provided | Data not provided
Final Danny T Adit Treatability Study Year 1 Technical Memorandum, Barker-Hughesville Mining District Superfund Site Cascade and Judith Basin Counties, Montana | BARKER HUGHESVILLE MINING DISTRICT | MT6122307485 | N/A | N/A | SAPS | Data not provided | Successive alkalinity producing system (SAPS) pre-treatment | Passive | Successive alkalinity producing system (SAPS) | Pre-treatment | Danny T adit water | Y | Pre-treatment | Batteries used to run metering pump, slurry mixer, and timer switch | Remote central Montana, southeast of Great Falls/no constraints noted | Pilot | June - September 2013 | Zinc | Zn, dissolved | µg/L | N | N/A | [9 empty] | 70 | 69100 | 99.8987 | Data not provided | Data not provided | Data not provided | Data not provided | Data not provided | Data not provided | Data not provided | Data not provided |  | Effluent | 6.38 | 0.09 | mg/L | 21.97 | °C | Data not provided | N/A | Data not provided | N/A | -157.6 | mV | 2434 | µS/cm | None | N/A | Data not provided | Data not provided | Data not provided | Data not provided | Data not provided | Data not provided | Data not provided | Data not provided | Data not provided | Data not provided | Data not provided | Data not provided | Pre-treatment substrate of limestone gravel overlain by a manure and compost layer. | The number of sampling dates was reduced, resulting in less info to determine long-term treatment effectiveness. | Total metals data set is limited to only two sampling events.
Treatability Study Technical Memorandum, Blue Ledge Mine Superfund Site, Siskiyou County, California | BLUE LEDGE MINE | CAN000906063 | N/A | N/A | TSP01 | Post operations | BCR 1 | Passive | Biochemical reactor (BCR) | No pre-treatment | Discharge from reclaimed waste rock pile 1 (WRP1) area (adits, runoff, and groundwater seeps) | N | BCR without pre-treatment | Data not provided | Rogue River – Siskiyou National Forest in Northern California/no constraints noted | Pilot | September - December 2012 | Acidity | Total Acidity | mg/L | N | N/A | 260 | < 10–33 | 98.0769 | [9 empty] | Data not provided | Data not provided | Data not provided | Data not provided | Data not provided | Data not provided | Data not provided | Data not provided |  | Influent | 3.08–3.15 | 8.23–9.09 | mg/L | 5.76–8.55 | °C | Data not provided | N/A | Data not provided | N/A | 243–260.6 | mV | 2,215–2,255 | µS/cm | None | N/A | Data not provided | Data not provided | Data not provided | Data not provided | Data not provided | Data not provided | Data not provided | Data not provided | The short time period of the study and cold weather/cold influent water appear to have had an overall negative effect on establishing robust microbial communities and sustaining sulfate reduction. | Data not provided | Fresh dairy cow manure should be used rather than horse manure - Dairy manure has been shown to contain higher numbers and diversity of SRB than horse or other manure types. Must have a consistent ethanol dose to the barrels. | Data not provided | Substrate: standard wood based substrate (wood chips and sawdust) | Data not provided | Data not provided | A range of values is shown to reflect more than one day with the same influent.
Treatability Study Technical Memorandum, Blue Ledge Mine Superfund Site, Siskiyou County, California | BLUE LEDGE MINE | CAN000906063 | N/A | N/A | TSP01 | Post operations | BCR 1 | Passive | Biochemical reactor (BCR) | No pre-treatment | Discharge from reclaimed waste rock pile 1 (WRP1) area (adits, runoff, and groundwater seeps) | N | BCR without pre-treatment | Data not provided | Rogue River – Siskiyou National Forest in Northern California/no constraints noted | Pilot | September - December 2012 | Acidity | Total Acidity | mg/L | N | N/A |  |  |  | 150 | < 10 | 96.6667 | [6 empty] | Data not provided | Data not provided | Data not provided | Data not provided | Data not provided | Data not provided | Data not provided | Data not provided |  | Influent | 3.06–3.07 | 8.64–9.35 | mg/L | 3.83–5.49 | °C | Data not provided | N/A | Data not provided | N/A | 481–515.3 | mV | 561–702 | µS/cm | None | N/A | Data not provided | Data not provided | Data not provided | Data not provided | Data not provided | Data not provided | Data not provided | Data not provided | The short time period of the study and cold weather/cold influent water appear to have had an overall negative effect on establishing robust microbial communities and sustaining sulfate reduction. | Data not provided | Fresh dairy cow manure should be used rather than horse manure - Dairy manure has been shown to contain higher numbers and diversity of SRB than horse or other manure types. Must have a consistent ethanol dose to the barrels. | Data not provided | Substrate: standard wood based substrate (wood chips and sawdust) | Data not provided | Data not provided | A range of values is shown to reflect more than one day with the same influent.
Treatability Study Technical Memorandum, Blue Ledge Mine Superfund Site, Siskiyou County, California | BLUE LEDGE MINE | CAN000906063 | N/A | N/A | TSP01 | Post operations | BCR 1 | Passive | Biochemical reactor (BCR) | No pre-treatment | Discharge from reclaimed waste rock pile 1 (WRP1) area (adits, runoff, and groundwater seeps) | N | BCR without pre-treatment | Data not provided | Rogue River – Siskiyou National Forest in Northern California/no constraints noted | Pilot | September - December 2012 | Acidity | Total Acidity | mg/L | N | N/A | [6 empty] | 180 | 210 | 14.2857 |  |  |  | Data not provided | Data not provided | Data not provided | Data not provided | Data not provided | Data not provided | Data not provided | Data not provided |  | Effluent | 5.77 | 8.05 | mg/L | 14.73 | °C | Data not provided | N/A | Data not provided | N/A | 249.4 | mV | 2656 | µS/cm | None | N/A | Data not provided | Data not provided | Data not provided | Data not provided | Data not provided | Data not provided | Data not provided | Data not provided | The short time period of the study and cold weather/cold influent water appear to have had an overall negative effect on establishing robust microbial communities and sustaining sulfate reduction. | Data not provided | Fresh dairy cow manure should be used rather than horse manure - Dairy manure has been shown to contain higher numbers and diversity of SRB than horse or other manure types. Must have a consistent ethanol dose to the barrels. | Data not provided | Substrate: standard wood based substrate (wood chips and sawdust) | Data not provided | Multiple limits of detection over time of study. Value is the max effluent value not qualified as non-detect. Non-detect values is < 10.
Treatability Study Technical Memorandum, Blue Ledge Mine Superfund Site, Siskiyou County, California | BLUE LEDGE MINE | CAN000906063 | N/A | N/A | TSP01 | Post operations | BCR 1 | Passive | Biochemical reactor (BCR) | No pre-treatment | Discharge from reclaimed waste rock pile 1 (WRP1) area (adits, runoff, and groundwater seeps) | N | BCR without pre-treatment | Data not provided | Rogue River – Siskiyou National Forest in Northern California/no constraints noted | Pilot | September - December 2012 | Acidity | Total Acidity | mg/L | N | N/A | [9 empty] | 33 | 260 | 87.3077 | Data not provided | Data not provided | Data not provided | Data not provided | Data not provided | Data not provided | Data not provided | Data not provided |  | Effluent | 5.71 | 1.71 | mg/L | 10.76 | °C | Data not provided | N/A | Data not provided | N/A | 58.2 | mV | 5058 | µS/cm | None | N/A | Data not provided | Data not provided | Data not provided | Data not provided | Data not provided | Data not provided | Data not provided | Data not provided | The short time period of the study and cold weather/cold influent water appear to have had an overall negative effect on establishing robust microbial communities and sustaining sulfate reduction. | Data not provided | Fresh dairy cow manure should be used rather than horse manure - Dairy manure has been shown to contain higher numbers and diversity of SRB than horse or other manure types. Must have a consistent ethanol dose to the barrels. | Data not provided | Substrate: standard wood based substrate (wood chips and sawdust) | Data not provided | Multiple limits of detection over time of study. Value is the min effluent value not qualified as non-detect. Non-detect values is < 10.
Treatability Study Technical Memorandum, Blue Ledge Mine Superfund Site, Siskiyou County, California | BLUE LEDGE MINE | CAN000906063 | N/A | N/A | TSP02 | Post operations | BCR 2 | Passive | Biochemical reactor (BCR) | No pre-treatment | Discharge from reclaimed waste rock pile 1 (WRP1) area (adits, runoff, and groundwater seeps) | N | BCR without pre-treatment | Data not provided | Rogue River – Siskiyou National Forest in Northern California/no constraints noted | Pilot | September - December 2012 | Acidity | Total Acidity | mg/L | N | N/A | 260 | < 10–< 20 | 98.0769 | [9 empty] | Data not provided | Data not provided | Data not provided | Data not provided | Data not provided | Data not provided | Data not provided | Data not provided |  | Influent | 3.08–3.15 | 8.23–9.09 | mg/L | 5.76–8.55 | °C | Data not provided | N/A | Data not provided | N/A | 243–260.6 | mV | 2,215–2,255 | µS/cm | None | N/A | Data not provided | Data not provided | Data not provided | Data not provided | Data not provided | Data not provided | Data not provided | Data not provided | The short time period of the study and cold weather/cold influent water appear to have had an overall negative effect on establishing robust microbial communities and sustaining sulfate reduction. | Data not provided | Fresh dairy cow manure should be used rather than horse manure - Dairy manure has been shown to contain higher numbers and diversity of SRB than horse or other manure types. Must have a consistent ethanol dose to the barrels. | Data not provided | Substrate: standard wood based substrate (wood chips and sawdust) with compost (horse manure) | Data not provided | Data not provided | A range of values is shown to reflect more than one day with the same influent.
Treatability Study Technical Memorandum, Blue Ledge Mine Superfund Site, Siskiyou County, California | BLUE LEDGE MINE | CAN000906063 | N/A | N/A | TSP02 | Post operations | BCR 2 | Passive | Biochemical reactor (BCR) | No pre-treatment | Discharge from reclaimed waste rock pile 1 (WRP1) area (adits, runoff, and groundwater seeps) | N | BCR without pre-treatment | Data not provided | Rogue River – Siskiyou National Forest in Northern California/no constraints noted | Pilot | September - December 2012 | Acidity | Total Acidity | mg/L | N | N/A |  |  |  | 150 | < 10 | 96.6667 | [6 empty] | Data not provided | Data not provided | Data not provided | Data not provided | Data not provided | Data not provided | Data not provided | Data not provided |  | Influent | 3.06–3.07 | 8.64–9.35 | mg/L | 3.83–5.49 | °C | Data not provided | N/A | Data not provided | N/A | 481–515.3 | mV | 561–702 | µS/cm | None | N/A | Data not provided | Data not provided | Data not provided | Data not provided | Data not provided | Data not provided | Data not provided | Data not provided | The short time period of the study and cold weather/cold influent water appear to have had an overall negative effect on establishing robust microbial communities and sustaining sulfate reduction. | Data not provided | Fresh dairy cow manure should be used rather than horse manure - Dairy manure has been shown to contain higher numbers and diversity of SRB than horse or other manure types. Must have a consistent ethanol dose to the barrels. | Data not provided | Substrate: standard wood based substrate (wood chips and sawdust) with compost (horse manure) | Data not provided | Data not provided | A range of values is shown to reflect more than one day with the same influent.
Treatability Study Technical Memorandum, Blue Ledge Mine Superfund Site, Siskiyou County, California | BLUE LEDGE MINE | CAN000906063 | N/A | N/A | TSP02 | Post operations | BCR 2 | Passive | Biochemical reactor (BCR) | No pre-treatment | Discharge from reclaimed waste rock pile 1 (WRP1) area (adits, runoff, and groundwater seeps) | N | BCR without pre-treatment | Data not provided | Rogue River – Siskiyou National Forest in Northern California/no constraints noted | Pilot | September - December 2012 | Acidity | Total Acidity | mg/L | N | N/A | [6 empty] | 250 | 210 | -19.0476 |  |  |  | Data not provided | Data not provided | Data not provided | Data not provided | Data not provided | Data not provided | Data not provided | Data not provided |  | Effluent | 5.55 | 5.45 | mg/L | 14.93 | °C | Data not provided | N/A | Data not provided | N/A | 79 | mV | 5425 | µS/cm | None | N/A | Data not provided | Data not provided | Data not provided | Data not provided | Data not provided | Data not provided | Data not provided | Data not provided | The short time period of the study and cold weather/cold influent water appear to have had an overall negative effect on establishing robust microbial communities and sustaining sulfate reduction. | Data not provided | Fresh dairy cow manure should be used rather than horse manure - Dairy manure has been shown to contain higher numbers and diversity of SRB than horse or other manure types. Must have a consistent ethanol dose to the barrels. | Data not provided | Substrate: standard wood based substrate (wood chips and sawdust) with compost (horse manure) | Data not provided | Multiple limits of detection over time of study. Value is the max effluent value not qualified as non-detect. Range of non-detect values is < 10 - < 20.
Treatability Study Technical Memorandum, Blue Ledge Mine Superfund Site, Siskiyou County, California | BLUE LEDGE MINE | CAN000906063 | N/A | N/A | TSP02 | Post operations | BCR 2 | Passive | Biochemical reactor (BCR) | No pre-treatment | Discharge from reclaimed waste rock pile 1 (WRP1) area (adits, runoff, and groundwater seeps) | N | BCR without pre-treatment | Data not provided | Rogue River – Siskiyou National Forest in Northern California/no constraints noted | Pilot | September - December 2012 | Acidity | Total Acidity | mg/L | N | N/A | [9 empty] | 250 | 210 | -19.0476 | Data not provided | Data not provided | Data not provided | Data not provided | Data not provided | Data not provided | Data not provided | Data not provided |  | Effluent | 5.55 | 5.45 | mg/L | 14.93 | °C | Data not provided | N/A | Data not provided | N/A | 79 | mV | 5425 | µS/cm | None | N/A | Data not provided | Data not provided | Data not provided | Data not provided | Data not provided | Data not provided | Data not provided | Data not provided | The short time period of the study and cold weather/cold influent water appear to have had an overall negative effect on establishing robust microbial communities and sustaining sulfate reduction. | Data not provided | Fresh dairy cow manure should be used rather than horse manure - Dairy manure has been shown to contain higher numbers and diversity of SRB than horse or other manure types. Must have a consistent ethanol dose to the barrels. | Data not provided | Substrate: standard wood based substrate (wood chips and sawdust) with compost (horse manure) | Data not provided | Multiple limits of detection over time of study. Value is the min effluent value not qualified as non-detect. Range of non-detect values is < 10 - < 20.
Treatability Study Technical Memorandum, Blue Ledge Mine Superfund Site, Siskiyou County, California | BLUE LEDGE MINE | CAN000906063 | N/A | N/A | TSP03 | Post operations | BCR 3 | Passive | Biochemical reactor (BCR) | No pre-treatment | Discharge from reclaimed waste rock pile 1 (WRP1) area (adits, runoff, and groundwater seeps) | N | BCR without pre-treatment | Data not provided | Rogue River – Siskiyou National Forest in Northern California/no constraints noted | Pilot | September - December 2012 | Acidity | Total Acidity | mg/L | N | N/A | 260 | < 10–< 100 | 98.0769 | [9 empty] | Data not provided | Data not provided | Data not provided | Data not provided | Data not provided | Data not provided | Data not provided | Data not provided |  | Influent | 3.08–3.15 | 8.23–9.09 | mg/L | 5.76–8.55 | °C | Data not provided | N/A | Data not provided | N/A | 243–260.6 | mV | 2,215–2,255 | µS/cm | None | N/A | Data not provided | Data not provided | Data not provided | Data not provided | Data not provided | Data not provided | Data not provided | Data not provided | The short time period of the study and cold weather/cold influent water appear to have had an overall negative effect on establishing robust microbial communities and sustaining sulfate reduction. | Data not provided | Fresh dairy cow manure should be used rather than horse manure - Dairy manure has been shown to contain higher numbers and diversity of SRB than horse or other manure types. Must have a consistent ethanol dose to the barrels. | Data not provided | Substrate: ChitoRem | Data not provided | All effluent values are non-detect. Range of non-detect values is < 10 - < 250. | A range of values is shown to reflect more than one day with the same influent.
Treatability Study Technical Memorandum, Blue Ledge Mine Superfund Site, Siskiyou County, California | BLUE LEDGE MINE | CAN000906063 | N/A | N/A | TSP03 | Post operations | BCR 3 | Passive | Biochemical reactor (BCR) | No pre-treatment | Discharge from reclaimed waste rock pile 1 (WRP1) area (adits, runoff, and groundwater seeps) | N | BCR without pre-treatment | Data not provided | Rogue River – Siskiyou National Forest in Northern California/no constraints noted | Pilot | September - December 2012 | Acidity | Total Acidity | mg/L | N | N/A |  |  |  | 150 | < 10–< 20 | 93.3 - 96.7 | [6 empty] | Data not provided | Data not provided | Data not provided | Data not provided | Data not provided | Data not provided | Data not provided | Data not provided |  | Influent | 3.06–3.07 | 8.64–9.35 | mg/L | 3.83–5.49 | °C | Data not provided | N/A | Data not provided | N/A | 481–515.3 | mV | 561–702 | µS/cm | None | N/A | Data not provided | Data not provided | Data not provided | Data not provided | Data not provided | Data not provided | Data not provided | Data not provided | The short time period of the study and cold weather/cold influent water appear to have had an overall negative effect on establishing robust microbial communities and sustaining sulfate reduction. | Data not provided | Fresh dairy cow manure should be used rather than horse manure - Dairy manure has been shown to contain higher numbers and diversity of SRB than horse or other manure types. Must have a consistent ethanol dose to the barrels. | Data not provided | Substrate: ChitoRem | Data not provided | All effluent values are non-detect. Range of non-detect values is < 10 - < 250. | A range of values is shown to reflect more than one day with the same influent.
Treatability Study Technical Memorandum, Blue Ledge Mine Superfund Site, Siskiyou County, California | BLUE LEDGE MINE | CAN000906063 | N/A | N/A | TSP03 | Post operations | BCR 3 | Passive | Biochemical reactor (BCR) | No pre-treatment | Discharge from reclaimed waste rock pile 1 (WRP1) area (adits, runoff, and groundwater seeps) | N | BCR without pre-treatment | Data not provided | Rogue River – Siskiyou National Forest in Northern California/no constraints noted | Pilot | September - December 2012 | Acidity | Total Acidity | mg/L | N | N/A | [6 empty] | ND | ND | Not Applicable |  |  |  | Data not provided | Data not provided | Data not provided | Data not provided | Data not provided | Data not provided | Data not provided | Data not provided |  | Effluent (range for the period of record) | 6.98–7.43 | 1.21–6.48 | mg/L | 5.47–15.37 | °C | Data not provided | N/A | Data not provided | N/A | (-)196–5.4 | mV | 3,074–30,050 | µS/cm | None | N/A | Data not provided | Data not provided | Data not provided | Data not provided | Data not provided | Data not provided | Data not provided | Data not provided | The short time period of the study and cold weather/cold influent water appear to have had an overall negative effect on establishing robust microbial communities and sustaining sulfate reduction. | Data not provided | Fresh dairy cow manure should be used rather than horse manure - Dairy manure has been shown to contain higher numbers and diversity of SRB than horse or other manure types. Must have a consistent ethanol dose to the barrels. | Data not provided | Substrate: ChitoRem | Data not provided | All effluent values are non-detect. Range of non-detect values is < 10 - < 250.
Treatability Study Technical Memorandum, Blue Ledge Mine Superfund Site, Siskiyou County, California | BLUE LEDGE MINE | CAN000906063 | N/A | N/A | TSP03 | Post operations | BCR 3 | Passive | Biochemical reactor (BCR) | No pre-treatment | Discharge from reclaimed waste rock pile 1 (WRP1) area (adits, runoff, and groundwater seeps) | N | BCR without pre-treatment | Data not provided | Rogue River – Siskiyou National Forest in Northern California/no constraints noted | Pilot | September - December 2012 | Acidity | Total Acidity | mg/L | N | N/A | [9 empty] | ND | ND | Not Applicable | Data not provided | Data not provided | Data not provided | Data not provided | Data not provided | Data not provided | Data not provided | Data not provided |  | Effluent (range for the period of record) | 6.98–7.43 | 1.21–6.48 | mg/L | 5.47–15.37 | °C | Data not provided | N/A | Data not provided | N/A | (-)196–5.4 | mV | 3,074–30,050 | µS/cm | None | N/A | Data not provided | Data not provided | Data not provided | Data not provided | Data not provided | Data not provided | Data not provided | Data not provided | The short time period of the study and cold weather/cold influent water appear to have had an overall negative effect on establishing robust microbial communities and sustaining sulfate reduction. | Data not provided | Fresh dairy cow manure should be used rather than horse manure - Dairy manure has been shown to contain higher numbers and diversity of SRB than horse or other manure types. Must have a consistent ethanol dose to the barrels. | Data not provided | Substrate: ChitoRem | Data not provided | All effluent values are non-detect. Range of non-detect values is < 10 - < 250.
Treatability Study Technical Memorandum, Blue Ledge Mine Superfund Site, Siskiyou County, California | BLUE LEDGE MINE | CAN000906063 | N/A | N/A | TSP04 | Post operations | BCR 4 | Passive | Successive alkalinity producing system (SAPS) | Pre-treatment | Discharge from reclaimed waste rock pile 1 (WRP1) area (adits, runoff, and groundwater seeps) | N | Pre-treatment | Data not provided | Rogue River – Siskiyou National Forest in Northern California/no constraints noted | Pilot | September - December 2012 | Acidity | Total Acidity | mg/L | N | N/A | 260 | < 10 | 98.0769 | [9 empty] | Data not provided | Data not provided | Data not provided | Data not provided | Data not provided | Data not provided | Data not provided | Data not provided |  | Influent | 3.08–3.15 | 8.23–9.09 | mg/L | 5.76–8.55 | °C | Data not provided | N/A | Data not provided | N/A | 243–260.6 | mV | 2,215–2,255 | µS/cm | None | N/A | Data not provided | Data not provided | Data not provided | Data not provided | Data not provided | Data not provided | Data not provided | Data not provided | The short time period of the study and cold weather/cold influent water appear to have had an overall negative effect on establishing robust microbial communities and sustaining sulfate reduction. | Data not provided | Fresh dairy cow manure should be used rather than horse manure - Dairy manure has been shown to contain higher numbers and diversity of SRB than horse or other manure types. Must have a consistent ethanol dose to the barrels. | Data not provided | Successive alkalinity producing system (SAPS) with manure and limestone | Data not provided | All effluent values are non-detect. Non-detect value is < 10. | A range of values is shown to reflect more than one day with the same influent.
Treatability Study Technical Memorandum, Blue Ledge Mine Superfund Site, Siskiyou County, California | BLUE LEDGE MINE | CAN000906063 | N/A | N/A | TSP04 | Post operations | BCR 4 | Passive | Successive alkalinity producing system (SAPS) | Pre-treatment | Discharge from reclaimed waste rock pile 1 (WRP1) area (adits, runoff, and groundwater seeps) | N | Pre-treatment | Data not provided | Rogue River – Siskiyou National Forest in Northern California/no constraints noted | Pilot | September - December 2012 | Acidity | Total Acidity | mg/L | N | N/A |  |  |  | 150 | < 10 | 96.6667 | [6 empty] | Data not provided | Data not provided | Data not provided | Data not provided | Data not provided | Data not provided | Data not provided | Data not provided |  | Influent | 3.06–3.07 | 8.64–9.35 | mg/L | 3.83–5.49 | °C | Data not provided | N/A | Data not provided | N/A | 481–515.3 | mV | 561–702 | µS/cm | None | N/A | Data not provided | Data not provided | Data not provided | Data not provided | Data not provided | Data not provided | Data not provided | Data not provided | The short time period of the study and cold weather/cold influent water appear to have had an overall negative effect on establishing robust microbial communities and sustaining sulfate reduction. | Data not provided | Fresh dairy cow manure should be used rather than horse manure - Dairy manure has been shown to contain higher numbers and diversity of SRB than horse or other manure types. Must have a consistent ethanol dose to the barrels. | Data not provided | Successive alkalinity producing system (SAPS) with manure and limestone | Data not provided | All effluent values are non-detect. Non-detect value is < 10. | A range of values is shown to reflect more than one day with the same influent.
Treatability Study Technical Memorandum, Blue Ledge Mine Superfund Site, Siskiyou County, California | BLUE LEDGE MINE | CAN000906063 | N/A | N/A | TSP04 | Post operations | BCR 4 | Passive | Successive alkalinity producing system (SAPS) | Pre-treatment | Discharge from reclaimed waste rock pile 1 (WRP1) area (adits, runoff, and groundwater seeps) | N | Pre-treatment | Data not provided | Rogue River – Siskiyou National Forest in Northern California/no constraints noted | Pilot | September - December 2012 | Acidity | Total Acidity | mg/L | N | N/A | [6 empty] | ND | ND | Not Applicable |  |  |  | Data not provided | Data not provided | Data not provided | Data not provided | Data not provided | Data not provided | Data not provided | Data not provided |  | Effluent (range for the period of record) | 6.81–7.2 | 0.82–7.22 | mg/L | 4.5–15.84 | °C | Data not provided | N/A | Data not provided | N/A | (-)229.5–50.7 | mV | 638–2,969 | µS/cm | None | N/A | Data not provided | Data not provided | Data not provided | Data not provided | Data not provided | Data not provided | Data not provided | Data not provided | The short time period of the study and cold weather/cold influent water appear to have had an overall negative effect on establishing robust microbial communities and sustaining sulfate reduction. | Data not provided | Fresh dairy cow manure should be used rather than horse manure - Dairy manure has been shown to contain higher numbers and diversity of SRB than horse or other manure types. Must have a consistent ethanol dose to the barrels. | Data not provided | Successive alkalinity producing system (SAPS) with manure and limestone | Data not provided | All effluent values are non-detect. Non-detect value is < 10.
Treatability Study Technical Memorandum, Blue Ledge Mine Superfund Site, Siskiyou County, California | BLUE LEDGE MINE | CAN000906063 | N/A | N/A | TSP04 | Post operations | BCR 4 | Passive | Successive alkalinity producing system (SAPS) | Pre-treatment | Discharge from reclaimed waste rock pile 1 (WRP1) area (adits, runoff, and groundwater seeps) | N | Pre-treatment | Data not provided | Rogue River – Siskiyou National Forest in Northern California/no constraints noted | Pilot | September - December 2012 | Acidity | Total Acidity | mg/L | N | N/A | [9 empty] | ND | ND | Not Applicable | Data not provided | Data not provided | Data not provided | Data not provided | Data not provided | Data not provided | Data not provided | Data not provided |  | Effluent (range for the period of record) | 6.81–7.2 | 0.82–7.22 | mg/L | 4.5–15.84 | °C | Data not provided | N/A | Data not provided | N/A | (-)229.5–50.7 | mV | 638–2,969 | µS/cm | None | N/A | Data not provided | Data not provided | Data not provided | Data not provided | Data not provided | Data not provided | Data not provided | Data not provided | The short time period of the study and cold weather/cold influent water appear to have had an overall negative effect on establishing robust microbial communities and sustaining sulfate reduction. | Data not provided | Fresh dairy cow manure should be used rather than horse manure - Dairy manure has been shown to contain higher numbers and diversity of SRB than horse or other manure types. Must have a consistent ethanol dose to the barrels. | Data not provided | Successive alkalinity producing system (SAPS) with manure and limestone | Data not provided | All effluent values are non-detect. Non-detect value is < 10.
Treatability Study Technical Memorandum, Blue Ledge Mine Superfund Site, Siskiyou County, California | BLUE LEDGE MINE | CAN000906063 | N/A | N/A | TSP05 | Post operations | BCR 5 | Passive | Successive alkalinity producing system (SAPS) | Pre-treatment | Discharge from reclaimed waste rock pile 1 (WRP1) area (adits, runoff, and groundwater seeps) | N | Pre-treatment | Data not provided | Rogue River – Siskiyou National Forest in Northern California/no constraints noted | Pilot | September - December 2012 | Acidity | Total Acidity | mg/L | N | N/A | 260 | < 10–59 | 77.3 - 96.2 | [9 empty] | Data not provided | Data not provided | Data not provided | Data not provided | Data not provided | Data not provided | Data not provided | Data not provided |  | Influent | 3.08–3.15 | 8.23–9.09 | mg/L | 5.76–8.55 | °C | Data not provided | N/A | Data not provided | N/A | 243–260.6 | mV | 2,215–2,255 | µS/cm | None | N/A | Data not provided | Data not provided | Data not provided | Data not provided | Data not provided | Data not provided | Data not provided | Data not provided | The short time period of the study and cold weather/cold influent water appear to have had an overall negative effect on establishing robust microbial communities and sustaining sulfate reduction. | Data not provided | Fresh dairy cow manure should be used rather than horse manure - Dairy manure has been shown to contain higher numbers and diversity of SRB than horse or other manure types. Must have a consistent ethanol dose to the barrels. | Data not provided | Same as BCR 4 with the addition of ethanol. Successive alkalinity producing system (SAPS) with manure and limestone | Data not provided | Data not provided | A range of values is shown to reflect more than one day with the same influent.
Treatability Study Technical Memorandum, Blue Ledge Mine Superfund Site, Siskiyou County, California | BLUE LEDGE MINE | CAN000906063 | N/A | N/A | TSP05 | Post operations | BCR 5 | Passive | Successive alkalinity producing system (SAPS) | Pre-treatment | Discharge from reclaimed waste rock pile 1 (WRP1) area (adits, runoff, and groundwater seeps) | N | Pre-treatment | Data not provided | Rogue River – Siskiyou National Forest in Northern California/no constraints noted | Pilot | September - December 2012 | Acidity | Total Acidity | mg/L | N | N/A |  |  |  | 150 | < 10 | 96.6667 | [6 empty] | Data not provided | Data not provided | Data not provided | Data not provided | Data not provided | Data not provided | Data not provided | Data not provided |  | Influent | 3.06–3.07 | 8.64–9.35 | mg/L | 3.83–5.49 | °C | Data not provided | N/A | Data not provided | N/A | 481–515.3 | mV | 561–702 | µS/cm | None | N/A | Data not provided | Data not provided | Data not provided | Data not provided | Data not provided | Data not provided | Data not provided | Data not provided | The short time period of the study and cold weather/cold influent water appear to have had an overall negative effect on establishing robust microbial communities and sustaining sulfate reduction. | Data not provided | Fresh dairy cow manure should be used rather than horse manure - Dairy manure has been shown to contain higher numbers and diversity of SRB than horse or other manure types. Must have a consistent ethanol dose to the barrels. | Data not provided | Same as BCR 4 with the addition of ethanol. Successive alkalinity producing system (SAPS) with manure and limestone | Data not provided | Data not provided | A range of values is shown to reflect more than one day with the same influent.
Treatability Study Technical Memorandum, Blue Ledge Mine Superfund Site, Siskiyou County, California | BLUE LEDGE MINE | CAN000906063 | N/A | N/A | TSP05 | Post operations | BCR 5 | Passive | Successive alkalinity producing system (SAPS) | Pre-treatment | Discharge from reclaimed waste rock pile 1 (WRP1) area (adits, runoff, and groundwater seeps) | N | Pre-treatment | Data not provided | Rogue River – Siskiyou National Forest in Northern California/no constraints noted | Pilot | September - December 2012 | Acidity | Total Acidity | mg/L | N | N/A | [6 empty] | 59 | 260 | 77.3077 |  |  |  | Data not provided | Data not provided | Data not provided | Data not provided | Data not provided | Data not provided | Data not provided | Data not provided |  | Effluent | 6.3 | 3.97 | mg/L | 9.6 | °C | Data not provided | N/A | Data not provided | N/A | -102.9 | mV | 4338 | µS/cm | None | N/A | Data not provided | Data not provided | Data not provided | Data not provided | Data not provided | Data not provided | Data not provided | Data not provided | The short time period of the study and cold weather/cold influent water appear to have had an overall negative effect on establishing robust microbial communities and sustaining sulfate reduction. | Data not provided | Fresh dairy cow manure should be used rather than horse manure - Dairy manure has been shown to contain higher numbers and diversity of SRB than horse or other manure types. Must have a consistent ethanol dose to the barrels. | Data not provided | Same as BCR 4 with the addition of ethanol. Successive alkalinity producing system (SAPS) with manure and limestone | Data not provided | Multiple limits of detection over time of study. Value is the max effluent value not qualified as non-detect. Non-detect value is < 10.
Treatability Study Technical Memorandum, Blue Ledge Mine Superfund Site, Siskiyou County, California | BLUE LEDGE MINE | CAN000906063 | N/A | N/A | TSP05 | Post operations | BCR 5 | Passive | Successive alkalinity producing system (SAPS) | Pre-treatment | Discharge from reclaimed waste rock pile 1 (WRP1) area (adits, runoff, and groundwater seeps) | N | Pre-treatment | Data not provided | Rogue River – Siskiyou National Forest in Northern California/no constraints noted | Pilot | September - December 2012 | Acidity | Total Acidity | mg/L | N | N/A | [9 empty] | 28 | 250 | 88.8 | Data not provided | Data not provided | Data not provided | Data not provided | Data not provided | Data not provided | Data not provided | Data not provided |  | Effluent | 6.28 | 3.61 | mg/L | 9.41 | °C | Data not provided | N/A | Data not provided | N/A | 3.4 | mV | 2129 | µS/cm | None | N/A | Data not provided | Data not provided | Data not provided | Data not provided | Data not provided | Data not provided | Data not provided | Data not provided | The short time period of the study and cold weather/cold influent water appear to have had an overall negative effect on establishing robust microbial communities and sustaining sulfate reduction. | Data not provided | Fresh dairy cow manure should be used rather than horse manure - Dairy manure has been shown to contain higher numbers and diversity of SRB than horse or other manure types. Must have a consistent ethanol dose to the barrels. | Data not provided | Same as BCR 4 with the addition of ethanol. Successive alkalinity producing system (SAPS) with manure and limestone | Data not provided | Multiple limits of detection over time of study. Value is the min effluent value not qualified as non-detect. Non-detect value is < 10.
Treatability Study Technical Memorandum, Blue Ledge Mine Superfund Site, Siskiyou County, California | BLUE LEDGE MINE | CAN000906063 | N/A | N/A | TSP01 | Post operations | BCR 1 | Passive | Biochemical reactor (BCR) | No pre-treatment | Discharge from reclaimed waste rock pile 1 (WRP1) area (adits, runoff, and groundwater seeps) | N | BCR without pre-treatment | Data not provided | Rogue River – Siskiyou National Forest in Northern California/no constraints noted | Pilot | September - December 2012 | Silver | Ag, total | µg/L | N | N/A | 0.64 | 0.022 | 96.5625 | [9 empty] | Data not provided | Data not provided | Data not provided | Data not provided | Data not provided | Data not provided | Data not provided | Data not provided |  | Influent | 3.24 | 9.96 | mg/L | 6.54 | °C | Data not provided | N/A | Data not provided | N/A | 309.7 | mV | 1811 | µS/cm | None | N/A | Data not provided | Data not provided | Data not provided | Data not provided | Data not provided | Data not provided | Data not provided | Data not provided | The short time period of the study and cold weather/cold influent water appear to have had an overall negative effect on establishing robust microbial communities and sustaining sulfate reduction. | Data not provided | Fresh dairy cow manure should be used rather than horse manure - Dairy manure has been shown to contain higher numbers and diversity of SRB than horse or other manure types. Must have a consistent ethanol dose to the barrels. | Data not provided | Substrate: standard wood based substrate (wood chips and sawdust) | Data not provided | Multiple limits of detection over time of study. Value is the max influent value not qualified as non-detect. Range of non-detect values is < 1 - < 10.
Treatability Study Technical Memorandum, Blue Ledge Mine Superfund Site, Siskiyou County, California | BLUE LEDGE MINE | CAN000906063 | N/A | N/A | TSP01 | Post operations | BCR 1 | Passive | Biochemical reactor (BCR) | No pre-treatment | Discharge from reclaimed waste rock pile 1 (WRP1) area (adits, runoff, and groundwater seeps) | N | BCR without pre-treatment | Data not provided | Rogue River – Siskiyou National Forest in Northern California/no constraints noted | Pilot | September - December 2012 | Silver | Ag, dissolved | µg/L | N | N/A | ND | < 1–< 10 | Not Applicable | [9 empty] | Data not provided | Data not provided | Data not provided | Data not provided | Data not provided | Data not provided | Data not provided | Data not provided |  | Influent (range for the period of record) | 2.87–3.24 | 8.22–10.72 | mg/L | 3.83–11.45 | °C | Data not provided | N/A | Data not provided | N/A | 222–515.3 | mV | 561–2,255 | µS/cm | None | N/A | Data not provided | Data not provided | Data not provided | Data not provided | Data not provided | Data not provided | Data not provided | Data not provided | The short time period of the study and cold weather/cold influent water appear to have had an overall negative effect on establishing robust microbial communities and sustaining sulfate reduction. | Data not provided | Fresh dairy cow manure should be used rather than horse manure - Dairy manure has been shown to contain higher numbers and diversity of SRB than horse or other manure types. Must have a consistent ethanol dose to the barrels. | Data not provided | Substrate: standard wood based substrate (wood chips and sawdust) | Data not provided | All influent values are non-detect (range of < 1 to < 10). The range of effluent values is provided. | ND = Non-detect
Treatability Study Technical Memorandum, Blue Ledge Mine Superfund Site, Siskiyou County, California | BLUE LEDGE MINE | CAN000906063 | N/A | N/A | TSP01 | Post operations | BCR 1 | Passive | Biochemical reactor (BCR) | No pre-treatment | Discharge from reclaimed waste rock pile 1 (WRP1) area (adits, runoff, and groundwater seeps) | N | BCR without pre-treatment | Data not provided | Rogue River – Siskiyou National Forest in Northern California/no constraints noted | Pilot | September - December 2012 | Silver | Ag, total | µg/L | N | N/A |  |  |  | 0.12 | 0.014 | 88.3333 | [6 empty] | Data not provided | Data not provided | Data not provided | Data not provided | Data not provided | Data not provided | Data not provided | Data not provided |  | Influent | 3.15 | 9.09 | mg/L | 5.76 | °C | Data not provided | N/A | Data not provided | N/A | 260.6 | mV | 2255 | µS/cm | None | N/A | Data not provided | Data not provided | Data not provided | Data not provided | Data not provided | Data not provided | Data not provided | Data not provided | The short time period of the study and cold weather/cold influent water appear to have had an overall negative effect on establishing robust microbial communities and sustaining sulfate reduction. | Data not provided | Fresh dairy cow manure should be used rather than horse manure - Dairy manure has been shown to contain higher numbers and diversity of SRB than horse or other manure types. Must have a consistent ethanol dose to the barrels. | Data not provided | Substrate: standard wood based substrate (wood chips and sawdust) | Data not provided | Multiple limits of detection over time of study. Value is the max influent value not qualified as non-detect. Range of non-detect values is < 1 - < 10.
Treatability Study Technical Memorandum, Blue Ledge Mine Superfund Site, Siskiyou County, California | BLUE LEDGE MINE | CAN000906063 | N/A | N/A | TSP01 | Post operations | BCR 1 | Passive | Biochemical reactor (BCR) | No pre-treatment | Discharge from reclaimed waste rock pile 1 (WRP1) area (adits, runoff, and groundwater seeps) | N | BCR without pre-treatment | Data not provided | Rogue River – Siskiyou National Forest in Northern California/no constraints noted | Pilot | September - December 2012 | Silver | Ag, dissolved | µg/L | N | N/A |  |  |  | ND | < 1–< 10 | Not Applicable | [6 empty] | Data not provided | Data not provided | Data not provided | Data not provided | Data not provided | Data not provided | Data not provided | Data not provided |  | Influent (range for the period of record) | 2.87–3.24 | 8.22–10.72 | mg/L | 3.83–11.45 | °C | Data not provided | N/A | Data not provided | N/A | 222–515.3 | mV | 561–2,255 | µS/cm | None | N/A | Data not provided | Data not provided | Data not provided | Data not provided | Data not provided | Data not provided | Data not provided | Data not provided | The short time period of the study and cold weather/cold influent water appear to have had an overall negative effect on establishing robust microbial communities and sustaining sulfate reduction. | Data not provided | Fresh dairy cow manure should be used rather than horse manure - Dairy manure has been shown to contain higher numbers and diversity of SRB than horse or other manure types. Must have a consistent ethanol dose to the barrels. | Data not provided | Substrate: standard wood based substrate (wood chips and sawdust) | Data not provided | All influent values are non-detect (range of < 1 to < 10). The range of effluent values is provided. | ND = Non-detect
Treatability Study Technical Memorandum, Blue Ledge Mine Superfund Site, Siskiyou County, California | BLUE LEDGE MINE | CAN000906063 | N/A | N/A | TSP01 | Post operations | BCR 1 | Passive | Biochemical reactor (BCR) | No pre-treatment | Discharge from reclaimed waste rock pile 1 (WRP1) area (adits, runoff, and groundwater seeps) | N | BCR without pre-treatment | Data not provided | Rogue River – Siskiyou National Forest in Northern California/no constraints noted | Pilot | September - December 2012 | Silver | Ag, total | µg/L | N | N/A | [6 empty] | 0.022 | 0.64 | 96.5625 |  |  |  | Data not provided | Data not provided | Data not provided | Data not provided | Data not provided | Data not provided | Data not provided | Data not provided |  | Effluent | 6.57 | 3 | mg/L | 7.44 | °C | Data not provided | N/A | Data not provided | N/A | 67.8 | mV | 2129 | µS/cm | None | N/A | Data not provided | Data not provided | Data not provided | Data not provided | Data not provided | Data not provided | Data not provided | Data not provided | The short time period of the study and cold weather/cold influent water appear to have had an overall negative effect on establishing robust microbial communities and sustaining sulfate reduction. | Data not provided | Fresh dairy cow manure should be used rather than horse manure - Dairy manure has been shown to contain higher numbers and diversity of SRB than horse or other manure types. Must have a consistent ethanol dose to the barrels. | Data not provided | Substrate: standard wood based substrate (wood chips and sawdust) | Data not provided | Data not provided
Treatability Study Technical Memorandum, Blue Ledge Mine Superfund Site, Siskiyou County, California | BLUE LEDGE MINE | CAN000906063 | N/A | N/A | TSP01 | Post operations | BCR 1 | Passive | Biochemical reactor (BCR) | No pre-treatment | Discharge from reclaimed waste rock pile 1 (WRP1) area (adits, runoff, and groundwater seeps) | N | BCR without pre-treatment | Data not provided | Rogue River – Siskiyou National Forest in Northern California/no constraints noted | Pilot | September - December 2012 | Silver | Ag, dissolved | µg/L | N | N/A | [6 empty] | ND | ND | Not Applicable |  |  |  | Data not provided | Data not provided | Data not provided | Data not provided | Data not provided | Data not provided | Data not provided | Data not provided |  | Effluent (range for the period of record) | 5.71–6.75 | 1.03–8.05 | mg/L | 4.08–14.73 | °C | Data not provided | N/A | Data not provided | N/A | (-)78.3–249.4 | mV | 799–5,058 | µS/cm | None | N/A | Data not provided | Data not provided | Data not provided | Data not provided | Data not provided | Data not provided | Data not provided | Data not provided | The short time period of the study and cold weather/cold influent water appear to have had an overall negative effect on establishing robust microbial communities and sustaining sulfate reduction. | Data not provided | Fresh dairy cow manure should be used rather than horse manure - Dairy manure has been shown to contain higher numbers and diversity of SRB than horse or other manure types. Must have a consistent ethanol dose to the barrels. | Data not provided | Substrate: standard wood based substrate (wood chips and sawdust) | Data not provided | All effluent values are non-detect (range of < 1 to < 10). | ND = Non-detect
Treatability Study Technical Memorandum, Blue Ledge Mine Superfund Site, Siskiyou County, California | BLUE LEDGE MINE | CAN000906063 | N/A | N/A | TSP01 | Post operations | BCR 1 | Passive | Biochemical reactor (BCR) | No pre-treatment | Discharge from reclaimed waste rock pile 1 (WRP1) area (adits, runoff, and groundwater seeps) | N | BCR without pre-treatment | Data not provided | Rogue River – Siskiyou National Forest in Northern California/no constraints noted | Pilot | September - December 2012 | Silver | Ag, total | µg/L | N | N/A | [9 empty] | 0.014 | 0.12 | 88.3333 | Data not provided | Data not provided | Data not provided | Data not provided | Data not provided | Data not provided | Data not provided | Data not provided |  | Effluent | 6.6 | 4.32 | mg/L | 5.62 | °C | Data not provided | N/A | Data not provided | N/A | -8.1 | mV | 2156 | µS/cm | None | N/A | Data not provided | Data not provided | Data not provided | Data not provided | Data not provided | Data not provided | Data not provided | Data not provided | The short time period of the study and cold weather/cold influent water appear to have had an overall negative effect on establishing robust microbial communities and sustaining sulfate reduction. | Data not provided | Fresh dairy cow manure should be used rather than horse manure - Dairy manure has been shown to contain higher numbers and diversity of SRB than horse or other manure types. Must have a consistent ethanol dose to the barrels. | Data not provided | Substrate: standard wood based substrate (wood chips and sawdust) | Data not provided | Data not provided
Treatability Study Technical Memorandum, Blue Ledge Mine Superfund Site, Siskiyou County, California | BLUE LEDGE MINE | CAN000906063 | N/A | N/A | TSP01 | Post operations | BCR 1 | Passive | Biochemical reactor (BCR) | No pre-treatment | Discharge from reclaimed waste rock pile 1 (WRP1) area (adits, runoff, and groundwater seeps) | N | BCR without pre-treatment | Data not provided | Rogue River – Siskiyou National Forest in Northern California/no constraints noted | Pilot | September - December 2012 | Silver | Ag, dissolved | µg/L | N | N/A | [9 empty] | ND | ND | Not Applicable | Data not provided | Data not provided | Data not provided | Data not provided | Data not provided | Data not provided | Data not provided | Data not provided |  | Effluent (range for the period of record) | 5.71–6.75 | 1.03–8.05 | mg/L | 4.08–14.73 | °C | Data not provided | N/A | Data not provided | N/A | (-)78.3–249.4 | mV | 799–5,058 | µS/cm | None | N/A | Data not provided | Data not provided | Data not provided | Data not provided | Data not provided | Data not provided | Data not provided | Data not provided | The short time period of the study and cold weather/cold influent water appear to have had an overall negative effect on establishing robust microbial communities and sustaining sulfate reduction. | Data not provided | Fresh dairy cow manure should be used rather than horse manure - Dairy manure has been shown to contain higher numbers and diversity of SRB than horse or other manure types. Must have a consistent ethanol dose to the barrels. | Data not provided | Substrate: standard wood based substrate (wood chips and sawdust) | Data not provided | All effluent values are non-detect (range of < 1 to < 10). | ND = Non-detect
Treatability Study Technical Memorandum, Blue Ledge Mine Superfund Site, Siskiyou County, California | BLUE LEDGE MINE | CAN000906063 | N/A | N/A | TSP02 | Post operations | BCR 2 | Passive | Biochemical reactor (BCR) | No pre-treatment | Discharge from reclaimed waste rock pile 1 (WRP1) area (adits, runoff, and groundwater seeps) | N | BCR without pre-treatment | Data not provided | Rogue River – Siskiyou National Forest in Northern California/no constraints noted | Pilot | September - December 2012 | Silver | Ag, total | µg/L | N | N/A | 0.64 | 0.014 | 97.8125 | [9 empty] | Data not provided | Data not provided | Data not provided | Data not provided | Data not provided | Data not provided | Data not provided | Data not provided |  | Influent | 3.24 | 9.96 | mg/L | 6.54 | °C | Data not provided | N/A | Data not provided | N/A | 309.7 | mV | 1811 | µS/cm | None | N/A | Data not provided | Data not provided | Data not provided | Data not provided | Data not provided | Data not provided | Data not provided | Data not provided | The short time period of the study and cold weather/cold influent water appear to have had an overall negative effect on establishing robust microbial communities and sustaining sulfate reduction. | Data not provided | Fresh dairy cow manure should be used rather than horse manure - Dairy manure has been shown to contain higher numbers and diversity of SRB than horse or other manure types. Must have a consistent ethanol dose to the barrels. | Data not provided | Substrate: standard wood based substrate (wood chips and sawdust) with compost (horse manure) | Data not provided | Multiple limits of detection over time of study. Value is the max influent value not qualified as non-detect. Range of non-detect values is < 1 - < 10.
Treatability Study Technical Memorandum, Blue Ledge Mine Superfund Site, Siskiyou County, California | BLUE LEDGE MINE | CAN000906063 | N/A | N/A | TSP02 | Post operations | BCR 2 | Passive | Biochemical reactor (BCR) | No pre-treatment | Discharge from reclaimed waste rock pile 1 (WRP1) area (adits, runoff, and groundwater seeps) | N | BCR without pre-treatment | Data not provided | Rogue River – Siskiyou National Forest in Northern California/no constraints noted | Pilot | September - December 2012 | Silver | Ag, dissolved | µg/L | N | N/A | ND | < 1–< 10 | Not Applicable | [9 empty] | Data not provided | Data not provided | Data not provided | Data not provided | Data not provided | Data not provided | Data not provided | Data not provided |  | Influent (range for the period of record) | 2.87–3.24 | 8.22–10.72 | mg/L | 3.83–11.45 | °C | Data not provided | N/A | Data not provided | N/A | 222–515.3 | mV | 561–2,255 | µS/cm | None | N/A | Data not provided | Data not provided | Data not provided | Data not provided | Data not provided | Data not provided | Data not provided | Data not provided | The short time period of the study and cold weather/cold influent water appear to have had an overall negative effect on establishing robust microbial communities and sustaining sulfate reduction. | Data not provided | Fresh dairy cow manure should be used rather than horse manure - Dairy manure has been shown to contain higher numbers and diversity of SRB than horse or other manure types. Must have a consistent ethanol dose to the barrels. | Data not provided | Substrate: standard wood based substrate (wood chips and sawdust) with compost (horse manure) | Data not provided | All influent values are non-detect (range of < 1 to < 10). The range of effluent values is provided. | ND = Non-detect
Treatability Study Technical Memorandum, Blue Ledge Mine Superfund Site, Siskiyou County, California | BLUE LEDGE MINE | CAN000906063 | N/A | N/A | TSP02 | Post operations | BCR 2 | Passive | Biochemical reactor (BCR) | No pre-treatment | Discharge from reclaimed waste rock pile 1 (WRP1) area (adits, runoff, and groundwater seeps) | N | BCR without pre-treatment | Data not provided | Rogue River – Siskiyou National Forest in Northern California/no constraints noted | Pilot | September - December 2012 | Silver | Ag, total | µg/L | N | N/A |  |  |  | 0.12 | 0.021 | 82.5 | [6 empty] | Data not provided | Data not provided | Data not provided | Data not provided | Data not provided | Data not provided | Data not provided | Data not provided |  | Influent | 3.15 | 9.09 | mg/L | 5.76 | °C | Data not provided | N/A | Data not provided | N/A | 260.6 | mV | 2255 | µS/cm | None | N/A | Data not provided | Data not provided | Data not provided | Data not provided | Data not provided | Data not provided | Data not provided | Data not provided | The short time period of the study and cold weather/cold influent water appear to have had an overall negative effect on establishing robust microbial communities and sustaining sulfate reduction. | Data not provided | Fresh dairy cow manure should be used rather than horse manure - Dairy manure has been shown to contain higher numbers and diversity of SRB than horse or other manure types. Must have a consistent ethanol dose to the barrels. | Data not provided | Substrate: standard wood based substrate (wood chips and sawdust) with compost (horse manure) | Data not provided | Multiple limits of detection over time of study. Value is the max influent value not qualified as non-detect. Range of non-detect values is < 1 - < 10.
Treatability Study Technical Memorandum, Blue Ledge Mine Superfund Site, Siskiyou County, California | BLUE LEDGE MINE | CAN000906063 | N/A | N/A | TSP02 | Post operations | BCR 2 | Passive | Biochemical reactor (BCR) | No pre-treatment | Discharge from reclaimed waste rock pile 1 (WRP1) area (adits, runoff, and groundwater seeps) | N | BCR without pre-treatment | Data not provided | Rogue River – Siskiyou National Forest in Northern California/no constraints noted | Pilot | September - December 2012 | Silver | Ag, dissolved | µg/L | N | N/A |  |  |  | ND | < 1–< 10 | Not Applicable | [6 empty] | Data not provided | Data not provided | Data not provided | Data not provided | Data not provided | Data not provided | Data not provided | Data not provided |  | Influent (range for the period of record) | 2.87–3.24 | 8.22–10.72 | mg/L | 3.83–11.45 | °C | Data not provided | N/A | Data not provided | N/A | 222–515.3 | mV | 561–2,255 | µS/cm | None | N/A | Data not provided | Data not provided | Data not provided | Data not provided | Data not provided | Data not provided | Data not provided | Data not provided | The short time period of the study and cold weather/cold influent water appear to have had an overall negative effect on establishing robust microbial communities and sustaining sulfate reduction. | Data not provided | Fresh dairy cow manure should be used rather than horse manure - Dairy manure has been shown to contain higher numbers and diversity of SRB than horse or other manure types. Must have a consistent ethanol dose to the barrels. | Data not provided | Substrate: standard wood based substrate (wood chips and sawdust) with compost (horse manure) | Data not provided | All influent values are non-detect (range of < 1 to < 10). The range of effluent values is provided. | ND = Non-detect
Treatability Study Technical Memorandum, Blue Ledge Mine Superfund Site, Siskiyou County, California | BLUE LEDGE MINE | CAN000906063 | N/A | N/A | TSP02 | Post operations | BCR 2 | Passive | Biochemical reactor (BCR) | No pre-treatment | Discharge from reclaimed waste rock pile 1 (WRP1) area (adits, runoff, and groundwater seeps) | N | BCR without pre-treatment | Data not provided | Rogue River – Siskiyou National Forest in Northern California/no constraints noted | Pilot | September - December 2012 | Silver | Ag, total | µg/L | N | N/A | [6 empty] | 0.021 | 0.12 | 82.5 |  |  |  | Data not provided | Data not provided | Data not provided | Data not provided | Data not provided | Data not provided | Data not provided | Data not provided |  | Effluent | 6.5 | 5.42 | mg/L | 5.57 | °C | Data not provided | N/A | Data not provided | N/A | -93.7 | mV | 2026 | µS/cm | None | N/A | Data not provided | Data not provided | Data not provided | Data not provided | Data not provided | Data not provided | Data not provided | Data not provided | The short time period of the study and cold weather/cold influent water appear to have had an overall negative effect on establishing robust microbial communities and sustaining sulfate reduction. | Data not provided | Fresh dairy cow manure should be used rather than horse manure - Dairy manure has been shown to contain higher numbers and diversity of SRB than horse or other manure types. Must have a consistent ethanol dose to the barrels. | Data not provided | Substrate: standard wood based substrate (wood chips and sawdust) with compost (horse manure) | Data not provided | Data not provided
Treatability Study Technical Memorandum, Blue Ledge Mine Superfund Site, Siskiyou County, California | BLUE LEDGE MINE | CAN000906063 | N/A | N/A | TSP02 | Post operations | BCR 2 | Passive | Biochemical reactor (BCR) | No pre-treatment | Discharge from reclaimed waste rock pile 1 (WRP1) area (adits, runoff, and groundwater seeps) | N | BCR without pre-treatment | Data not provided | Rogue River – Siskiyou National Forest in Northern California/no constraints noted | Pilot | September - December 2012 | Silver | Ag, dissolved | µg/L | N | N/A | [6 empty] | ND | ND | Not Applicable |  |  |  | Data not provided | Data not provided | Data not provided | Data not provided | Data not provided | Data not provided | Data not provided | Data not provided |  | Effluent (range for the period of record) | 5.55–6.57 | 1.89–5.45 | mg/L | 5.29–14.93 | °C | Data not provided | N/A | Data not provided | N/A | (-)163.7–79 | mV | 695–5,425 | µS/cm | None | N/A | Data not provided | Data not provided | Data not provided | Data not provided | Data not provided | Data not provided | Data not provided | Data not provided | The short time period of the study and cold weather/cold influent water appear to have had an overall negative effect on establishing robust microbial communities and sustaining sulfate reduction. | Data not provided | Fresh dairy cow manure should be used rather than horse manure - Dairy manure has been shown to contain higher numbers and diversity of SRB than horse or other manure types. Must have a consistent ethanol dose to the barrels. | Data not provided | Substrate: standard wood based substrate (wood chips and sawdust) with compost (horse manure) | Data not provided | All effluent values are non-detect (range of < 1 to < 10). | ND = Non-detect
Treatability Study Technical Memorandum, Blue Ledge Mine Superfund Site, Siskiyou County, California | BLUE LEDGE MINE | CAN000906063 | N/A | N/A | TSP02 | Post operations | BCR 2 | Passive | Biochemical reactor (BCR) | No pre-treatment | Discharge from reclaimed waste rock pile 1 (WRP1) area (adits, runoff, and groundwater seeps) | N | BCR without pre-treatment | Data not provided | Rogue River – Siskiyou National Forest in Northern California/no constraints noted | Pilot | September - December 2012 | Silver | Ag, total | µg/L | N | N/A | [9 empty] | 0.014 | 0.64 | 97.8125 | Data not provided | Data not provided | Data not provided | Data not provided | Data not provided | Data not provided | Data not provided | Data not provided |  | Effluent | 6.46 | 5.16 | mg/L | 6.76 | °C | Data not provided | N/A | Data not provided | N/A | 3.8 | mV | 1971 | µS/cm | None | N/A | Data not provided | Data not provided | Data not provided | Data not provided | Data not provided | Data not provided | Data not provided | Data not provided | The short time period of the study and cold weather/cold influent water appear to have had an overall negative effect on establishing robust microbial communities and sustaining sulfate reduction. | Data not provided | Fresh dairy cow manure should be used rather than horse manure - Dairy manure has been shown to contain higher numbers and diversity of SRB than horse or other manure types. Must have a consistent ethanol dose to the barrels. | Data not provided | Substrate: standard wood based substrate (wood chips and sawdust) with compost (horse manure) | Data not provided | Data not provided
Treatability Study Technical Memorandum, Blue Ledge Mine Superfund Site, Siskiyou County, California | BLUE LEDGE MINE | CAN000906063 | N/A | N/A | TSP02 | Post operations | BCR 2 | Passive | Biochemical reactor (BCR) | No pre-treatment | Discharge from reclaimed waste rock pile 1 (WRP1) area (adits, runoff, and groundwater seeps) | N | BCR without pre-treatment | Data not provided | Rogue River – Siskiyou National Forest in Northern California/no constraints noted | Pilot | September - December 2012 | Silver | Ag, dissolved | µg/L | N | N/A | [9 empty] | ND | ND | Not Applicable | Data not provided | Data not provided | Data not provided | Data not provided | Data not provided | Data not provided | Data not provided | Data not provided |  | Effluent (range for the period of record) | 5.55–6.57 | 1.89–5.45 | mg/L | 5.29–14.93 | °C | Data not provided | N/A | Data not provided | N/A | (-)163.7–79 | mV | 695–5,425 | µS/cm | None | N/A | Data not provided | Data not provided | Data not provided | Data not provided | Data not provided | Data not provided | Data not provided | Data not provided | The short time period of the study and cold weather/cold influent water appear to have had an overall negative effect on establishing robust microbial communities and sustaining sulfate reduction. | Data not provided | Fresh dairy cow manure should be used rather than horse manure - Dairy manure has been shown to contain higher numbers and diversity of SRB than horse or other manure types. Must have a consistent ethanol dose to the barrels. | Data not provided | Substrate: standard wood based substrate (wood chips and sawdust) with compost (horse manure) | Data not provided | All effluent values are non-detect (range of < 1 to < 10). | ND = Non-detect
Treatability Study Technical Memorandum, Blue Ledge Mine Superfund Site, Siskiyou County, California | BLUE LEDGE MINE | CAN000906063 | N/A | N/A | TSP03 | Post operations | BCR 3 | Passive | Biochemical reactor (BCR) | No pre-treatment | Discharge from reclaimed waste rock pile 1 (WRP1) area (adits, runoff, and groundwater seeps) | N | BCR without pre-treatment | Data not provided | Rogue River – Siskiyou National Forest in Northern California/no constraints noted | Pilot | September - December 2012 | Silver | Ag, total | µg/L | N | N/A | 0.64 | 0.033 | 94.8438 | [9 empty] | Data not provided | Data not provided | Data not provided | Data not provided | Data not provided | Data not provided | Data not provided | Data not provided |  | Influent | 3.24 | 9.96 | mg/L | 6.54 | °C | Data not provided | N/A | Data not provided | N/A | 309.7 | mV | 1811 | µS/cm | None | N/A | Data not provided | Data not provided | Data not provided | Data not provided | Data not provided | Data not provided | Data not provided | Data not provided | The short time period of the study and cold weather/cold influent water appear to have had an overall negative effect on establishing robust microbial communities and sustaining sulfate reduction. | Data not provided | Fresh dairy cow manure should be used rather than horse manure - Dairy manure has been shown to contain higher numbers and diversity of SRB than horse or other manure types. Must have a consistent ethanol dose to the barrels. | Data not provided | Substrate: ChitoRem | Data not provided | Multiple limits of detection over time of study. Value is the max influent value not qualified as non-detect. Range of non-detect values is < 1 - < 10.
Treatability Study Technical Memorandum, Blue Ledge Mine Superfund Site, Siskiyou County, California | BLUE LEDGE MINE | CAN000906063 | N/A | N/A | TSP03 | Post operations | BCR 3 | Passive | Biochemical reactor (BCR) | No pre-treatment | Discharge from reclaimed waste rock pile 1 (WRP1) area (adits, runoff, and groundwater seeps) | N | BCR without pre-treatment | Data not provided | Rogue River – Siskiyou National Forest in Northern California/no constraints noted | Pilot | September - December 2012 | Silver | Ag, dissolved | µg/L | N | N/A | ND | < 1–< 10 | Not Applicable | [9 empty] | Data not provided | Data not provided | Data not provided | Data not provided | Data not provided | Data not provided | Data not provided | Data not provided |  | Influent (range for the period of record) | 2.87–3.24 | 8.22–10.72 | mg/L | 3.83–11.45 | °C | Data not provided | N/A | Data not provided | N/A | 222–515.3 | mV | 561–2,255 | µS/cm | None | N/A | Data not provided | Data not provided | Data not provided | Data not provided | Data not provided | Data not provided | Data not provided | Data not provided | The short time period of the study and cold weather/cold influent water appear to have had an overall negative effect on establishing robust microbial communities and sustaining sulfate reduction. | Data not provided | Fresh dairy cow manure should be used rather than horse manure - Dairy manure has been shown to contain higher numbers and diversity of SRB than horse or other manure types. Must have a consistent ethanol dose to the barrels. | Data not provided | Substrate: ChitoRem | Data not provided | All influent values are non-detect (range of < 1 to < 10). The range of effluent values is provided. | ND = Non-detect
Treatability Study Technical Memorandum, Blue Ledge Mine Superfund Site, Siskiyou County, California | BLUE LEDGE MINE | CAN000906063 | N/A | N/A | TSP03 | Post operations | BCR 3 | Passive | Biochemical reactor (BCR) | No pre-treatment | Discharge from reclaimed waste rock pile 1 (WRP1) area (adits, runoff, and groundwater seeps) | N | BCR without pre-treatment | Data not provided | Rogue River – Siskiyou National Forest in Northern California/no constraints noted | Pilot | September - December 2012 | Silver | Ag, total | µg/L | N | N/A |  |  |  | 0.12 | 0.043 | 64.1667 | [6 empty] | Data not provided | Data not provided | Data not provided | Data not provided | Data not provided | Data not provided | Data not provided | Data not provided |  | Influent | 3.15 | 9.09 | mg/L | 5.76 | °C | Data not provided | N/A | Data not provided | N/A | 260.6 | mV | 2255 | µS/cm | None | N/A | Data not provided | Data not provided | Data not provided | Data not provided | Data not provided | Data not provided | Data not provided | Data not provided | The short time period of the study and cold weather/cold influent water appear to have had an overall negative effect on establishing robust microbial communities and sustaining sulfate reduction. | Data not provided | Fresh dairy cow manure should be used rather than horse manure - Dairy manure has been shown to contain higher numbers and diversity of SRB than horse or other manure types. Must have a consistent ethanol dose to the barrels. | Data not provided | Substrate: ChitoRem | Data not provided | Multiple limits of detection over time of study. Value is the max influent value not qualified as non-detect. Range of non-detect values is < 1 - < 10.
Treatability Study Technical Memorandum, Blue Ledge Mine Superfund Site, Siskiyou County, California | BLUE LEDGE MINE | CAN000906063 | N/A | N/A | TSP03 | Post operations | BCR 3 | Passive | Biochemical reactor (BCR) | No pre-treatment | Discharge from reclaimed waste rock pile 1 (WRP1) area (adits, runoff, and groundwater seeps) | N | BCR without pre-treatment | Data not provided | Rogue River – Siskiyou National Forest in Northern California/no constraints noted | Pilot | September - December 2012 | Silver | Ag, dissolved | µg/L | N | N/A |  |  |  | ND | < 1–< 10 | Not Applicable | [6 empty] | Data not provided | Data not provided | Data not provided | Data not provided | Data not provided | Data not provided | Data not provided | Data not provided |  | Influent (range for the period of record) | 2.87–3.24 | 8.22–10.72 | mg/L | 3.83–11.45 | °C | Data not provided | N/A | Data not provided | N/A | 222–515.3 | mV | 561–2,255 | µS/cm | None | N/A | Data not provided | Data not provided | Data not provided | Data not provided | Data not provided | Data not provided | Data not provided | Data not provided | The short time period of the study and cold weather/cold influent water appear to have had an overall negative effect on establishing robust microbial communities and sustaining sulfate reduction. | Data not provided | Fresh dairy cow manure should be used rather than horse manure - Dairy manure has been shown to contain higher numbers and diversity of SRB than horse or other manure types. Must have a consistent ethanol dose to the barrels. | Data not provided | Substrate: ChitoRem | Data not provided | All influent values are non-detect (range of < 1 to < 10). The range of effluent values is provided. | ND = Non-detect
Treatability Study Technical Memorandum, Blue Ledge Mine Superfund Site, Siskiyou County, California | BLUE LEDGE MINE | CAN000906063 | N/A | N/A | TSP03 | Post operations | BCR 3 | Passive | Biochemical reactor (BCR) | No pre-treatment | Discharge from reclaimed waste rock pile 1 (WRP1) area (adits, runoff, and groundwater seeps) | N | BCR without pre-treatment | Data not provided | Rogue River – Siskiyou National Forest in Northern California/no constraints noted | Pilot | September - December 2012 | Silver | Ag, total | µg/L | N | N/A | [6 empty] | 0.043 | 0.12 | 64.1667 |  |  |  | Data not provided | Data not provided | Data not provided | Data not provided | Data not provided | Data not provided | Data not provided | Data not provided |  | Effluent | 7.37 | 5.28 | mg/L | 5.93 | °C | Data not provided | N/A | Data not provided | N/A | -39.6 | mV | 7189 | µS/cm | None | N/A | Data not provided | Data not provided | Data not provided | Data not provided | Data not provided | Data not provided | Data not provided | Data not provided | The short time period of the study and cold weather/cold influent water appear to have had an overall negative effect on establishing robust microbial communities and sustaining sulfate reduction. | Data not provided | Fresh dairy cow manure should be used rather than horse manure - Dairy manure has been shown to contain higher numbers and diversity of SRB than horse or other manure types. Must have a consistent ethanol dose to the barrels. | Data not provided | Substrate: ChitoRem | Data not provided | Data not provided
Treatability Study Technical Memorandum, Blue Ledge Mine Superfund Site, Siskiyou County, California | BLUE LEDGE MINE | CAN000906063 | N/A | N/A | TSP03 | Post operations | BCR 3 | Passive | Biochemical reactor (BCR) | No pre-treatment | Discharge from reclaimed waste rock pile 1 (WRP1) area (adits, runoff, and groundwater seeps) | N | BCR without pre-treatment | Data not provided | Rogue River – Siskiyou National Forest in Northern California/no constraints noted | Pilot | September - December 2012 | Silver | Ag, dissolved | µg/L | N | N/A | [6 empty] | ND | ND | Not Applicable |  |  |  | Data not provided | Data not provided | Data not provided | Data not provided | Data not provided | Data not provided | Data not provided | Data not provided |  | Effluent (range for the period of record) | 6.98–7.43 | 1.21–6.48 | mg/L | 5.47–15.37 | °C | Data not provided | N/A | Data not provided | N/A | (-)196–5.4 | mV | 3,074–30,050 | µS/cm | None | N/A | Data not provided | Data not provided | Data not provided | Data not provided | Data not provided | Data not provided | Data not provided | Data not provided | The short time period of the study and cold weather/cold influent water appear to have had an overall negative effect on establishing robust microbial communities and sustaining sulfate reduction. | Data not provided | Fresh dairy cow manure should be used rather than horse manure - Dairy manure has been shown to contain higher numbers and diversity of SRB than horse or other manure types. Must have a consistent ethanol dose to the barrels. | Data not provided | Substrate: ChitoRem | Data not provided | All effluent values are non-detect (range of < 1 to < 10). | ND = Non-detect
Treatability Study Technical Memorandum, Blue Ledge Mine Superfund Site, Siskiyou County, California | BLUE LEDGE MINE | CAN000906063 | N/A | N/A | TSP03 | Post operations | BCR 3 | Passive | Biochemical reactor (BCR) | No pre-treatment | Discharge from reclaimed waste rock pile 1 (WRP1) area (adits, runoff, and groundwater seeps) | N | BCR without pre-treatment | Data not provided | Rogue River – Siskiyou National Forest in Northern California/no constraints noted | Pilot | September - December 2012 | Silver | Ag, total | µg/L | N | N/A | [9 empty] | 0.033 | 0.64 | 94.8438 | Data not provided | Data not provided | Data not provided | Data not provided | Data not provided | Data not provided | Data not provided | Data not provided |  | Effluent | 7.37 | 5.28 | mg/L | 5.93 | °C | Data not provided | N/A | Data not provided | N/A | -39.6 | mV | 7189 | µS/cm | None | N/A | Data not provided | Data not provided | Data not provided | Data not provided | Data not provided | Data not provided | Data not provided | Data not provided | The short time period of the study and cold weather/cold influent water appear to have had an overall negative effect on establishing robust microbial communities and sustaining sulfate reduction. | Data not provided | Fresh dairy cow manure should be used rather than horse manure - Dairy manure has been shown to contain higher numbers and diversity of SRB than horse or other manure types. Must have a consistent ethanol dose to the barrels. | Data not provided | Substrate: ChitoRem | Data not provided | Data not provided
Treatability Study Technical Memorandum, Blue Ledge Mine Superfund Site, Siskiyou County, California | BLUE LEDGE MINE | CAN000906063 | N/A | N/A | TSP03 | Post operations | BCR 3 | Passive | Biochemical reactor (BCR) | No pre-treatment | Discharge from reclaimed waste rock pile 1 (WRP1) area (adits, runoff, and groundwater seeps) | N | BCR without pre-treatment | Data not provided | Rogue River – Siskiyou National Forest in Northern California/no constraints noted | Pilot | September - December 2012 | Silver | Ag, dissolved | µg/L | N | N/A | [9 empty] | ND | ND | Not Applicable | Data not provided | Data not provided | Data not provided | Data not provided | Data not provided | Data not provided | Data not provided | Data not provided |  | Effluent (range for the period of record) | 6.98–7.43 | 1.21–6.48 | mg/L | 5.47–15.37 | °C | Data not provided | N/A | Data not provided | N/A | (-)196–5.4 | mV | 3,074–30,050 | µS/cm | None | N/A | Data not provided | Data not provided | Data not provided | Data not provided | Data not provided | Data not provided | Data not provided | Data not provided | The short time period of the study and cold weather/cold influent water appear to have had an overall negative effect on establishing robust microbial communities and sustaining sulfate reduction. | Data not provided | Fresh dairy cow manure should be used rather than horse manure - Dairy manure has been shown to contain higher numbers and diversity of SRB than horse or other manure types. Must have a consistent ethanol dose to the barrels. | Data not provided | Substrate: ChitoRem | Data not provided | All effluent values are non-detect (range of < 1 to < 10). | ND = Non-detect
Treatability Study Technical Memorandum, Blue Ledge Mine Superfund Site, Siskiyou County, California | BLUE LEDGE MINE | CAN000906063 | N/A | N/A | TSP04 | Post operations | BCR 4 | Passive | Successive alkalinity producing system (SAPS) | Pre-treatment | Discharge from reclaimed waste rock pile 1 (WRP1) area (adits, runoff, and groundwater seeps) | N | Pre-treatment | Data not provided | Rogue River – Siskiyou National Forest in Northern California/no constraints noted | Pilot | September - December 2012 | Silver | Ag, total | µg/L | N | N/A | 0.64 | 0.0097 | 98.4844 | [9 empty] | Data not provided | Data not provided | Data not provided | Data not provided | Data not provided | Data not provided | Data not provided | Data not provided |  | Influent | 3.24 | 9.96 | mg/L | 6.54 | °C | Data not provided | N/A | Data not provided | N/A | 309.7 | mV | 1811 | µS/cm | None | N/A | Data not provided | Data not provided | Data not provided | Data not provided | Data not provided | Data not provided | Data not provided | Data not provided | The short time period of the study and cold weather/cold influent water appear to have had an overall negative effect on establishing robust microbial communities and sustaining sulfate reduction. | Data not provided | Fresh dairy cow manure should be used rather than horse manure - Dairy manure has been shown to contain higher numbers and diversity of SRB than horse or other manure types. Must have a consistent ethanol dose to the barrels. | Data not provided | Successive alkalinity producing system (SAPS) with manure and limestone | Data not provided | Multiple limits of detection over time of study. Value is the max influent value not qualified as non-detect. Range of non-detect values is < 1 - < 10.
Treatability Study Technical Memorandum, Blue Ledge Mine Superfund Site, Siskiyou County, California | BLUE LEDGE MINE | CAN000906063 | N/A | N/A | TSP04 | Post operations | BCR 4 | Passive | Successive alkalinity producing system (SAPS) | Pre-treatment | Discharge from reclaimed waste rock pile 1 (WRP1) area (adits, runoff, and groundwater seeps) | N | Pre-treatment | Data not provided | Rogue River – Siskiyou National Forest in Northern California/no constraints noted | Pilot | September - December 2012 | Silver | Ag, dissolved | µg/L | N | N/A | ND | < 1–< 10 | Not Applicable | [9 empty] | Data not provided | Data not provided | Data not provided | Data not provided | Data not provided | Data not provided | Data not provided | Data not provided |  | Influent (range for the period of record) | 2.87–3.24 | 8.22–10.72 | mg/L | 3.83–11.45 | °C | Data not provided | N/A | Data not provided | N/A | 222–515.3 | mV | 561–2,255 | µS/cm | None | N/A | Data not provided | Data not provided | Data not provided | Data not provided | Data not provided | Data not provided | Data not provided | Data not provided | The short time period of the study and cold weather/cold influent water appear to have had an overall negative effect on establishing robust microbial communities and sustaining sulfate reduction. | Data not provided | Fresh dairy cow manure should be used rather than horse manure - Dairy manure has been shown to contain higher numbers and diversity of SRB than horse or other manure types. Must have a consistent ethanol dose to the barrels. | Data not provided | Successive alkalinity producing system (SAPS) with manure and limestone | Data not provided | All influent values are non-detect (range of < 1 to < 10). The range of effluent values is provided. | ND = Non-detect
Treatability Study Technical Memorandum, Blue Ledge Mine Superfund Site, Siskiyou County, California | BLUE LEDGE MINE | CAN000906063 | N/A | N/A | TSP04 | Post operations | BCR 4 | Passive | Successive alkalinity producing system (SAPS) | Pre-treatment | Discharge from reclaimed waste rock pile 1 (WRP1) area (adits, runoff, and groundwater seeps) | N | Pre-treatment | Data not provided | Rogue River – Siskiyou National Forest in Northern California/no constraints noted | Pilot | September - December 2012 | Silver | Ag, total | µg/L | N | N/A |  |  |  | 0.12 | 0.019 | 84.1667 | [6 empty] | Data not provided | Data not provided | Data not provided | Data not provided | Data not provided | Data not provided | Data not provided | Data not provided |  | Influent | 3.15 | 9.09 | mg/L | 5.76 | °C | Data not provided | N/A | Data not provided | N/A | 260.6 | mV | 2255 | µS/cm | None | N/A | Data not provided | Data not provided | Data not provided | Data not provided | Data not provided | Data not provided | Data not provided | Data not provided | The short time period of the study and cold weather/cold influent water appear to have had an overall negative effect on establishing robust microbial communities and sustaining sulfate reduction. | Data not provided | Fresh dairy cow manure should be used rather than horse manure - Dairy manure has been shown to contain higher numbers and diversity of SRB than horse or other manure types. Must have a consistent ethanol dose to the barrels. | Data not provided | Successive alkalinity producing system (SAPS) with manure and limestone | Data not provided | Multiple limits of detection over time of study. Value is the max influent value not qualified as non-detect. Range of non-detect values is < 1 - < 10.
Treatability Study Technical Memorandum, Blue Ledge Mine Superfund Site, Siskiyou County, California | BLUE LEDGE MINE | CAN000906063 | N/A | N/A | TSP04 | Post operations | BCR 4 | Passive | Successive alkalinity producing system (SAPS) | Pre-treatment | Discharge from reclaimed waste rock pile 1 (WRP1) area (adits, runoff, and groundwater seeps) | N | Pre-treatment | Data not provided | Rogue River – Siskiyou National Forest in Northern California/no constraints noted | Pilot | September - December 2012 | Silver | Ag, dissolved | µg/L | N | N/A |  |  |  | ND | < 1–< 10 | Not Applicable | [6 empty] | Data not provided | Data not provided | Data not provided | Data not provided | Data not provided | Data not provided | Data not provided | Data not provided |  | Influent (range for the period of record) | 2.87–3.24 | 8.22–10.72 | mg/L | 3.83–11.45 | °C | Data not provided | N/A | Data not provided | N/A | 222–515.3 | mV | 561–2,255 | µS/cm | None | N/A | Data not provided | Data not provided | Data not provided | Data not provided | Data not provided | Data not provided | Data not provided | Data not provided | The short time period of the study and cold weather/cold influent water appear to have had an overall negative effect on establishing robust microbial communities and sustaining sulfate reduction. | Data not provided | Fresh dairy cow manure should be used rather than horse manure - Dairy manure has been shown to contain higher numbers and diversity of SRB than horse or other manure types. Must have a consistent ethanol dose to the barrels. | Data not provided | Successive alkalinity producing system (SAPS) with manure and limestone | Data not provided | All influent values are non-detect (range of < 1 to < 10). The range of effluent values is provided. | ND = Non-detect
Treatability Study Technical Memorandum, Blue Ledge Mine Superfund Site, Siskiyou County, California | BLUE LEDGE MINE | CAN000906063 | N/A | N/A | TSP04 | Post operations | BCR 4 | Passive | Successive alkalinity producing system (SAPS) | Pre-treatment | Discharge from reclaimed waste rock pile 1 (WRP1) area (adits, runoff, and groundwater seeps) | N | Pre-treatment | Data not provided | Rogue River – Siskiyou National Forest in Northern California/no constraints noted | Pilot | September - December 2012 | Silver | Ag, total | µg/L | N | N/A | [6 empty] | 0.019 | 0.12 | 84.1667 |  |  |  | Data not provided | Data not provided | Data not provided | Data not provided | Data not provided | Data not provided | Data not provided | Data not provided |  | Effluent | 7.05 | 7.22 | mg/L | 6.02 | °C | Data not provided | N/A | Data not provided | N/A | -62.6 | mV | 2004 | µS/cm | None | N/A | Data not provided | Data not provided | Data not provided | Data not provided | Data not provided | Data not provided | Data not provided | Data not provided | The short time period of the study and cold weather/cold influent water appear to have had an overall negative effect on establishing robust microbial communities and sustaining sulfate reduction. | Data not provided | Fresh dairy cow manure should be used rather than horse manure - Dairy manure has been shown to contain higher numbers and diversity of SRB than horse or other manure types. Must have a consistent ethanol dose to the barrels. | Data not provided | Successive alkalinity producing system (SAPS) with manure and limestone | Data not provided | Data not provided
Treatability Study Technical Memorandum, Blue Ledge Mine Superfund Site, Siskiyou County, California | BLUE LEDGE MINE | CAN000906063 | N/A | N/A | TSP04 | Post operations | BCR 4 | Passive | Successive alkalinity producing system (SAPS) | Pre-treatment | Discharge from reclaimed waste rock pile 1 (WRP1) area (adits, runoff, and groundwater seeps) | N | Pre-treatment | Data not provided | Rogue River – Siskiyou National Forest in Northern California/no constraints noted | Pilot | September - December 2012 | Silver | Ag, dissolved | µg/L | N | N/A | [6 empty] | ND | ND | Not Applicable |  |  |  | Data not provided | Data not provided | Data not provided | Data not provided | Data not provided | Data not provided | Data not provided | Data not provided |  | Effluent (range for the period of record) | 6.81–7.15 | 0.82–7.22 | mg/L | 4.5–15.84 | °C | Data not provided | N/A | Data not provided | N/A | (-)229.5–50.7 | mV | 638–2,969 | µS/cm | None | N/A | Data not provided | Data not provided | Data not provided | Data not provided | Data not provided | Data not provided | Data not provided | Data not provided | The short time period of the study and cold weather/cold influent water appear to have had an overall negative effect on establishing robust microbial communities and sustaining sulfate reduction. | Data not provided | Fresh dairy cow manure should be used rather than horse manure - Dairy manure has been shown to contain higher numbers and diversity of SRB than horse or other manure types. Must have a consistent ethanol dose to the barrels. | Data not provided | Successive alkalinity producing system (SAPS) with manure and limestone | Data not provided | All effluent values are non-detect (range of < 1 to < 10). | ND = Non-detect
Treatability Study Technical Memorandum, Blue Ledge Mine Superfund Site, Siskiyou County, California | BLUE LEDGE MINE | CAN000906063 | N/A | N/A | TSP04 | Post operations | BCR 4 | Passive | Successive alkalinity producing system (SAPS) | Pre-treatment | Discharge from reclaimed waste rock pile 1 (WRP1) area (adits, runoff, and groundwater seeps) | N | Pre-treatment | Data not provided | Rogue River – Siskiyou National Forest in Northern California/no constraints noted | Pilot | September - December 2012 | Silver | Ag, total | µg/L | N | N/A | [9 empty] | 0.0097 | 0.64 | 98.4844 | Data not provided | Data not provided | Data not provided | Data not provided | Data not provided | Data not provided | Data not provided | Data not provided |  | Effluent | 7.06 | 4.78 | mg/L | 6.28 | °C | Data not provided | N/A | Data not provided | N/A | -60 | mV | 1996 | µS/cm | None | N/A | Data not provided | Data not provided | Data not provided | Data not provided | Data not provided | Data not provided | Data not provided | Data not provided | The short time period of the study and cold weather/cold influent water appear to have had an overall negative effect on establishing robust microbial communities and sustaining sulfate reduction. | Data not provided | Fresh dairy cow manure should be used rather than horse manure - Dairy manure has been shown to contain higher numbers and diversity of SRB than horse or other manure types. Must have a consistent ethanol dose to the barrels. | Data not provided | Successive alkalinity producing system (SAPS) with manure and limestone | Data not provided | Data not provided
Treatability Study Technical Memorandum, Blue Ledge Mine Superfund Site, Siskiyou County, California | BLUE LEDGE MINE | CAN000906063 | N/A | N/A | TSP04 | Post operations | BCR 4 | Passive | Successive alkalinity producing system (SAPS) | Pre-treatment | Discharge from reclaimed waste rock pile 1 (WRP1) area (adits, runoff, and groundwater seeps) | N | Pre-treatment | Data not provided | Rogue River – Siskiyou National Forest in Northern California/no constraints noted | Pilot | September - December 2012 | Silver | Ag, dissolved | µg/L | N | N/A | [9 empty] | ND | ND | Not Applicable | Data not provided | Data not provided | Data not provided | Data not provided | Data not provided | Data not provided | Data not provided | Data not provided |  | Effluent (range for the period of record) | 6.81–7.15 | 0.82–7.22 | mg/L | 4.5–15.84 | °C | Data not provided | N/A | Data not provided | N/A | (-)229.5–50.7 | mV | 638–2,969 | µS/cm | None | N/A | Data not provided | Data not provided | Data not provided | Data not provided | Data not provided | Data not provided | Data not provided | Data not provided | The short time period of the study and cold weather/cold influent water appear to have had an overall negative effect on establishing robust microbial communities and sustaining sulfate reduction. | Data not provided | Fresh dairy cow manure should be used rather than horse manure - Dairy manure has been shown to contain higher numbers and diversity of SRB than horse or other manure types. Must have a consistent ethanol dose to the barrels. | Data not provided | Successive alkalinity producing system (SAPS) with manure and limestone | Data not provided | All effluent values are non-detect (range of < 1 to < 10). | ND = Non-detect
Treatability Study Technical Memorandum, Blue Ledge Mine Superfund Site, Siskiyou County, California | BLUE LEDGE MINE | CAN000906063 | N/A | N/A | TSP05 | Post operations | BCR 5 | Passive | Successive alkalinity producing system (SAPS) | Pre-treatment | Discharge from reclaimed waste rock pile 1 (WRP1) area (adits, runoff, and groundwater seeps) | N | Pre-treatment | Data not provided | Rogue River – Siskiyou National Forest in Northern California/no constraints noted | Pilot | September - December 2012 | Silver | Ag, total | µg/L | N | N/A | 0.64 | 0.01 | 98.4375 | [9 empty] | Data not provided | Data not provided | Data not provided | Data not provided | Data not provided | Data not provided | Data not provided | Data not provided |  | Influent | 3.24 | 9.96 | mg/L | 6.54 | °C | Data not provided | N/A | Data not provided | N/A | 309.7 | mV | 1811 | µS/cm | None | N/A | Data not provided | Data not provided | Data not provided | Data not provided | Data not provided | Data not provided | Data not provided | Data not provided | The short time period of the study and cold weather/cold influent water appear to have had an overall negative effect on establishing robust microbial communities and sustaining sulfate reduction. | Data not provided | Fresh dairy cow manure should be used rather than horse manure - Dairy manure has been shown to contain higher numbers and diversity of SRB than horse or other manure types. Must have a consistent ethanol dose to the barrels. | Data not provided | Same as BCR 4 with the addition of ethanol. Successive alkalinity producing system (SAPS) with manure and limestone | Data not provided | Multiple limits of detection over time of study. Value is the max influent value not qualified as non-detect. Range of non-detect values is < 1 - < 10.
Treatability Study Technical Memorandum, Blue Ledge Mine Superfund Site, Siskiyou County, California | BLUE LEDGE MINE | CAN000906063 | N/A | N/A | TSP05 | Post operations | BCR 5 | Passive | Successive alkalinity producing system (SAPS) | Pre-treatment | Discharge from reclaimed waste rock pile 1 (WRP1) area (adits, runoff, and groundwater seeps) | N | Pre-treatment | Data not provided | Rogue River – Siskiyou National Forest in Northern California/no constraints noted | Pilot | September - December 2012 | Silver | Ag, dissolved | µg/L | N | N/A | ND | < 1–< 10 | Not Applicable | [9 empty] | Data not provided | Data not provided | Data not provided | Data not provided | Data not provided | Data not provided | Data not provided | Data not provided |  | Influent (range for the period of record) | 2.87–3.24 | 8.22–10.72 | mg/L | 3.83–11.45 | °C | Data not provided | N/A | Data not provided | N/A | 222–515.3 | mV | 561–2,255 | µS/cm | None | N/A | Data not provided | Data not provided | Data not provided | Data not provided | Data not provided | Data not provided | Data not provided | Data not provided | The short time period of the study and cold weather/cold influent water appear to have had an overall negative effect on establishing robust microbial communities and sustaining sulfate reduction. | Data not provided | Fresh dairy cow manure should be used rather than horse manure - Dairy manure has been shown to contain higher numbers and diversity of SRB than horse or other manure types. Must have a consistent ethanol dose to the barrels. | Data not provided | Same as BCR 4 with the addition of ethanol. Successive alkalinity producing system (SAPS) with manure and limestone | Data not provided | All influent values are non-detect (range of < 1 to < 10). The range of effluent values is provided. | ND = Non-detect
Treatability Study Technical Memorandum, Blue Ledge Mine Superfund Site, Siskiyou County, California | BLUE LEDGE MINE | CAN000906063 | N/A | N/A | TSP05 | Post operations | BCR 5 | Passive | Successive alkalinity producing system (SAPS) | Pre-treatment | Discharge from reclaimed waste rock pile 1 (WRP1) area (adits, runoff, and groundwater seeps) | N | Pre-treatment | Data not provided | Rogue River – Siskiyou National Forest in Northern California/no constraints noted | Pilot | September - December 2012 | Silver | Ag, total | µg/L | N | N/A |  |  |  | 0.12 | 0.016 | 86.6667 | [6 empty] | Data not provided | Data not provided | Data not provided | Data not provided | Data not provided | Data not provided | Data not provided | Data not provided |  | Influent | 3.15 | 9.09 | mg/L | 5.76 | °C | Data not provided | N/A | Data not provided | N/A | 260.6 | mV | 2255 | µS/cm | None | N/A | Data not provided | Data not provided | Data not provided | Data not provided | Data not provided | Data not provided | Data not provided | Data not provided | The short time period of the study and cold weather/cold influent water appear to have had an overall negative effect on establishing robust microbial communities and sustaining sulfate reduction. | Data not provided | Fresh dairy cow manure should be used rather than horse manure - Dairy manure has been shown to contain higher numbers and diversity of SRB than horse or other manure types. Must have a consistent ethanol dose to the barrels. | Data not provided | Same as BCR 4 with the addition of ethanol. Successive alkalinity producing system (SAPS) with manure and limestone | Data not provided | Multiple limits of detection over time of study. Value is the max influent value not qualified as non-detect. Range of non-detect values is < 1 - < 10.
Treatability Study Technical Memorandum, Blue Ledge Mine Superfund Site, Siskiyou County, California | BLUE LEDGE MINE | CAN000906063 | N/A | N/A | TSP05 | Post operations | BCR 5 | Passive | Successive alkalinity producing system (SAPS) | Pre-treatment | Discharge from reclaimed waste rock pile 1 (WRP1) area (adits, runoff, and groundwater seeps) | N | Pre-treatment | Data not provided | Rogue River – Siskiyou National Forest in Northern California/no constraints noted | Pilot | September - December 2012 | Silver | Ag, dissolved | µg/L | N | N/A |  |  |  | ND | < 1–< 10 | Not Applicable | [6 empty] | Data not provided | Data not provided | Data not provided | Data not provided | Data not provided | Data not provided | Data not provided | Data not provided |  | Influent (range for the period of record) | 2.87–3.24 | 8.22–10.72 | mg/L | 3.83–11.45 | °C | Data not provided | N/A | Data not provided | N/A | 222–515.3 | mV | 561–2,255 | µS/cm | None | N/A | Data not provided | Data not provided | Data not provided | Data not provided | Data not provided | Data not provided | Data not provided | Data not provided | The short time period of the study and cold weather/cold influent water appear to have had an overall negative effect on establishing robust microbial communities and sustaining sulfate reduction. | Data not provided | Fresh dairy cow manure should be used rather than horse manure - Dairy manure has been shown to contain higher numbers and diversity of SRB than horse or other manure types. Must have a consistent ethanol dose to the barrels. | Data not provided | Same as BCR 4 with the addition of ethanol. Successive alkalinity producing system (SAPS) with manure and limestone | Data not provided | All influent values are non-detect (range of < 1 to < 10). The range of effluent values is provided. | ND = Non-detect
Treatability Study Technical Memorandum, Blue Ledge Mine Superfund Site, Siskiyou County, California | BLUE LEDGE MINE | CAN000906063 | N/A | N/A | TSP05 | Post operations | BCR 5 | Passive | Successive alkalinity producing system (SAPS) | Pre-treatment | Discharge from reclaimed waste rock pile 1 (WRP1) area (adits, runoff, and groundwater seeps) | N | Pre-treatment | Data not provided | Rogue River – Siskiyou National Forest in Northern California/no constraints noted | Pilot | September - December 2012 | Silver | Ag, total | µg/L | N | N/A | [6 empty] | 0.016 | 0.12 | 86.6667 |  |  |  | Data not provided | Data not provided | Data not provided | Data not provided | Data not provided | Data not provided | Data not provided | Data not provided |  | Effluent | 6.4 | 3.33 | mg/L | 5.42 | °C | Data not provided | N/A | Data not provided | N/A | 12.6 | mV | 2405 | µS/cm | None | N/A | Data not provided | Data not provided | Data not provided | Data not provided | Data not provided | Data not provided | Data not provided | Data not provided | The short time period of the study and cold weather/cold influent water appear to have had an overall negative effect on establishing robust microbial communities and sustaining sulfate reduction. | Data not provided | Fresh dairy cow manure should be used rather than horse manure - Dairy manure has been shown to contain higher numbers and diversity of SRB than horse or other manure types. Must have a consistent ethanol dose to the barrels. | Data not provided | Same as BCR 4 with the addition of ethanol. Successive alkalinity producing system (SAPS) with manure and limestone | Data not provided | Data not provided
Treatability Study Technical Memorandum, Blue Ledge Mine Superfund Site, Siskiyou County, California | BLUE LEDGE MINE | CAN000906063 | N/A | N/A | TSP05 | Post operations | BCR 5 | Passive | Successive alkalinity producing system (SAPS) | Pre-treatment | Discharge from reclaimed waste rock pile 1 (WRP1) area (adits, runoff, and groundwater seeps) | N | Pre-treatment | Data not provided | Rogue River – Siskiyou National Forest in Northern California/no constraints noted | Pilot | September - December 2012 | Silver | Ag, dissolved | µg/L | N | N/A | [6 empty] | ND | ND | Not Applicable |  |  |  | Data not provided | Data not provided | Data not provided | Data not provided | Data not provided | Data not provided | Data not provided | Data not provided |  | Effluent (range for the period of record) | 6.14–6.99 | 0.87–7.74 | mg/L | 4.63–15.79 | °C | Data not provided | N/A | Data not provided | N/A | (-)226.9–78.9 | mV | 670–4,338 | µS/cm | None | N/A | Data not provided | Data not provided | Data not provided | Data not provided | Data not provided | Data not provided | Data not provided | Data not provided | The short time period of the study and cold weather/cold influent water appear to have had an overall negative effect on establishing robust microbial communities and sustaining sulfate reduction. | Data not provided | Fresh dairy cow manure should be used rather than horse manure - Dairy manure has been shown to contain higher numbers and diversity of SRB than horse or other manure types. Must have a consistent ethanol dose to the barrels. | Data not provided | Same as BCR 4 with the addition of ethanol. Successive alkalinity producing system (SAPS) with manure and limestone | Data not provided | All effluent values are non-detect (range of < 1 to < 10). | ND = Non-detect
Treatability Study Technical Memorandum, Blue Ledge Mine Superfund Site, Siskiyou County, California | BLUE LEDGE MINE | CAN000906063 | N/A | N/A | TSP05 | Post operations | BCR 5 | Passive | Successive alkalinity producing system (SAPS) | Pre-treatment | Discharge from reclaimed waste rock pile 1 (WRP1) area (adits, runoff, and groundwater seeps) | N | Pre-treatment | Data not provided | Rogue River – Siskiyou National Forest in Northern California/no constraints noted | Pilot | September - December 2012 | Silver | Ag, total | µg/L | N | N/A | [9 empty] | 0.01 | 0.64 | 98.4375 | Data not provided | Data not provided | Data not provided | Data not provided | Data not provided | Data not provided | Data not provided | Data not provided |  | Effluent | 6.89 | 4.73 | mg/L | 6.38 | °C | Data not provided | N/A | Data not provided | N/A | -58.6 | mV | 2294 | µS/cm | None | N/A | Data not provided | Data not provided | Data not provided | Data not provided | Data not provided | Data not provided | Data not provided | Data not provided | The short time period of the study and cold weather/cold influent water appear to have had an overall negative effect on establishing robust microbial communities and sustaining sulfate reduction. | Data not provided | Fresh dairy cow manure should be used rather than horse manure - Dairy manure has been shown to contain higher numbers and diversity of SRB than horse or other manure types. Must have a consistent ethanol dose to the barrels. | Data not provided | Same as BCR 4 with the addition of ethanol. Successive alkalinity producing system (SAPS) with manure and limestone | Data not provided | Data not provided
Treatability Study Technical Memorandum, Blue Ledge Mine Superfund Site, Siskiyou County, California | BLUE LEDGE MINE | CAN000906063 | N/A | N/A | TSP05 | Post operations | BCR 5 | Passive | Successive alkalinity producing system (SAPS) | Pre-treatment | Discharge from reclaimed waste rock pile 1 (WRP1) area (adits, runoff, and groundwater seeps) | N | Pre-treatment | Data not provided | Rogue River – Siskiyou National Forest in Northern California/no constraints noted | Pilot | September - December 2012 | Silver | Ag, dissolved | µg/L | N | N/A | [9 empty] | ND | ND | Not Applicable | Data not provided | Data not provided | Data not provided | Data not provided | Data not provided | Data not provided | Data not provided | Data not provided |  | Effluent (range for the period of record) | 6.14–6.99 | 0.87–7.74 | mg/L | 4.63–15.79 | °C | Data not provided | N/A | Data not provided | N/A | (-)226.9–78.9 | mV | 670–4,338 | µS/cm | None | N/A | Data not provided | Data not provided | Data not provided | Data not provided | Data not provided | Data not provided | Data not provided | Data not provided | The short time period of the study and cold weather/cold influent water appear to have had an overall negative effect on establishing robust microbial communities and sustaining sulfate reduction. | Data not provided | Fresh dairy cow manure should be used rather than horse manure - Dairy manure has been shown to contain higher numbers and diversity of SRB than horse or other manure types. Must have a consistent ethanol dose to the barrels. | Data not provided | Same as BCR 4 with the addition of ethanol. Successive alkalinity producing system (SAPS) with manure and limestone | Data not provided | All effluent values are non-detect (range of < 1 to < 10). | ND = Non-detect
Treatability Study Technical Memorandum, Blue Ledge Mine Superfund Site, Siskiyou County, California | BLUE LEDGE MINE | CAN000906063 | N/A | N/A | TSP01 | Post operations | BCR 1 | Passive | Biochemical reactor (BCR) | No pre-treatment | Discharge from reclaimed waste rock pile 1 (WRP1) area (adits, runoff, and groundwater seeps) | N | BCR without pre-treatment | Data not provided | Rogue River – Siskiyou National Forest in Northern California/no constraints noted | Pilot | September - December 2012 | Aluminum | Al, total | µg/L | N | N/A | 26300 | 76.1 | 99.7106 | [9 empty] | Data not provided | Data not provided | Data not provided | Data not provided | Data not provided | Data not provided | Data not provided | Data not provided |  | Influent | 3.17 | 8.22 | mg/L | 9.71 | °C | Data not provided | N/A | Data not provided | N/A | 256 | mV | 2192 | µS/cm | None | N/A | Data not provided | Data not provided | Data not provided | Data not provided | Data not provided | Data not provided | Data not provided | Data not provided | The short time period of the study and cold weather/cold influent water appear to have had an overall negative effect on establishing robust microbial communities and sustaining sulfate reduction. | Data not provided | Fresh dairy cow manure should be used rather than horse manure - Dairy manure has been shown to contain higher numbers and diversity of SRB than horse or other manure types. Must have a consistent ethanol dose to the barrels. | Data not provided | Substrate: standard wood based substrate (wood chips and sawdust) | Data not provided | Data not provided
Treatability Study Technical Memorandum, Blue Ledge Mine Superfund Site, Siskiyou County, California | BLUE LEDGE MINE | CAN000906063 | N/A | N/A | TSP01 | Post operations | BCR 1 | Passive | Biochemical reactor (BCR) | No pre-treatment | Discharge from reclaimed waste rock pile 1 (WRP1) area (adits, runoff, and groundwater seeps) | N | BCR without pre-treatment | Data not provided | Rogue River – Siskiyou National Forest in Northern California/no constraints noted | Pilot | September - December 2012 | Aluminum | Al, dissolved | µg/L | N | N/A | 28800 | < 200 | 99.6528 | [9 empty] | Data not provided | Data not provided | Data not provided | Data not provided | Data not provided | Data not provided | Data not provided | Data not provided |  | Influent | 3.15 | 9.09 | mg/L | 5.76 | °C | Data not provided | N/A | Data not provided | N/A | 260.6 | mV | 2255 | µS/cm | None | N/A | Data not provided | Data not provided | Data not provided | Data not provided | Data not provided | Data not provided | Data not provided | Data not provided | The short time period of the study and cold weather/cold influent water appear to have had an overall negative effect on establishing robust microbial communities and sustaining sulfate reduction. | Data not provided | Fresh dairy cow manure should be used rather than horse manure - Dairy manure has been shown to contain higher numbers and diversity of SRB than horse or other manure types. Must have a consistent ethanol dose to the barrels. | Data not provided | Substrate: standard wood based substrate (wood chips and sawdust) | Data not provided | Data not provided
Treatability Study Technical Memorandum, Blue Ledge Mine Superfund Site, Siskiyou County, California | BLUE LEDGE MINE | CAN000906063 | N/A | N/A | TSP01 | Post operations | BCR 1 | Passive | Biochemical reactor (BCR) | No pre-treatment | Discharge from reclaimed waste rock pile 1 (WRP1) area (adits, runoff, and groundwater seeps) | N | BCR without pre-treatment | Data not provided | Rogue River – Siskiyou National Forest in Northern California/no constraints noted | Pilot | September - December 2012 | Aluminum | Al, total | µg/L | N | N/A |  |  |  | 6610 | < 200 | 98.4871 | [6 empty] | Data not provided | Data not provided | Data not provided | Data not provided | Data not provided | Data not provided | Data not provided | Data not provided |  | Influent | 3.07 | 8.64 | mg/L | 5.49 | °C | Data not provided | N/A | Data not provided | N/A | 515.3 | mV | 561 | µS/cm | None | N/A | Data not provided | Data not provided | Data not provided | Data not provided | Data not provided | Data not provided | Data not provided | Data not provided | The short time period of the study and cold weather/cold influent water appear to have had an overall negative effect on establishing robust microbial communities and sustaining sulfate reduction. | Data not provided | Fresh dairy cow manure should be used rather than horse manure - Dairy manure has been shown to contain higher numbers and diversity of SRB than horse or other manure types. Must have a consistent ethanol dose to the barrels. | Data not provided | Substrate: standard wood based substrate (wood chips and sawdust) | Data not provided | Data not provided
Treatability Study Technical Memorandum, Blue Ledge Mine Superfund Site, Siskiyou County, California | BLUE LEDGE MINE | CAN000906063 | N/A | N/A | TSP01 | Post operations | BCR 1 | Passive | Biochemical reactor (BCR) | No pre-treatment | Discharge from reclaimed waste rock pile 1 (WRP1) area (adits, runoff, and groundwater seeps) | N | BCR without pre-treatment | Data not provided | Rogue River – Siskiyou National Forest in Northern California/no constraints noted | Pilot | September - December 2012 | Aluminum | Al, dissolved | µg/L | N | N/A |  |  |  | 6470 | < 200 | 98.4544 | [6 empty] | Data not provided | Data not provided | Data not provided | Data not provided | Data not provided | Data not provided | Data not provided | Data not provided |  | Influent | 3.07 | 8.64 | mg/L | 5.49 | °C | Data not provided | N/A | Data not provided | N/A | 515.3 | mV | 561 | µS/cm | None | N/A | Data not provided | Data not provided | Data not provided | Data not provided | Data not provided | Data not provided | Data not provided | Data not provided | The short time period of the study and cold weather/cold influent water appear to have had an overall negative effect on establishing robust microbial communities and sustaining sulfate reduction. | Data not provided | Fresh dairy cow manure should be used rather than horse manure - Dairy manure has been shown to contain higher numbers and diversity of SRB than horse or other manure types. Must have a consistent ethanol dose to the barrels. | Data not provided | Substrate: standard wood based substrate (wood chips and sawdust) | Data not provided | Data not provided
Treatability Study Technical Memorandum, Blue Ledge Mine Superfund Site, Siskiyou County, California | BLUE LEDGE MINE | CAN000906063 | N/A | N/A | TSP01 | Post operations | BCR 1 | Passive | Biochemical reactor (BCR) | No pre-treatment | Discharge from reclaimed waste rock pile 1 (WRP1) area (adits, runoff, and groundwater seeps) | N | BCR without pre-treatment | Data not provided | Rogue River – Siskiyou National Forest in Northern California/no constraints noted | Pilot | September - December 2012 | Aluminum | Al, total | µg/L | N | N/A | [6 empty] | 3930 | 16900 | 76.7456 |  |  |  | Data not provided | Data not provided | Data not provided | Data not provided | Data not provided | Data not provided | Data not provided | Data not provided |  | Effluent | 5.77 | 8.05 | mg/L | 14.73 | °C | Data not provided | N/A | Data not provided | N/A | 249.4 | mV | 2656 | µS/cm | None | N/A | Data not provided | Data not provided | Data not provided | Data not provided | Data not provided | Data not provided | Data not provided | Data not provided | The short time period of the study and cold weather/cold influent water appear to have had an overall negative effect on establishing robust microbial communities and sustaining sulfate reduction. | Data not provided | Fresh dairy cow manure should be used rather than horse manure - Dairy manure has been shown to contain higher numbers and diversity of SRB than horse or other manure types. Must have a consistent ethanol dose to the barrels. | Data not provided | Substrate: standard wood based substrate (wood chips and sawdust) | Data not provided | Multiple limits of detection over time of study. Value is the max effluent value not qualified as non-detect. Range of non-detect values is < 200.
Treatability Study Technical Memorandum, Blue Ledge Mine Superfund Site, Siskiyou County, California | BLUE LEDGE MINE | CAN000906063 | N/A | N/A | TSP01 | Post operations | BCR 1 | Passive | Biochemical reactor (BCR) | No pre-treatment | Discharge from reclaimed waste rock pile 1 (WRP1) area (adits, runoff, and groundwater seeps) | N | BCR without pre-treatment | Data not provided | Rogue River – Siskiyou National Forest in Northern California/no constraints noted | Pilot | September - December 2012 | Aluminum | Al, dissolved | µg/L | N | N/A | [6 empty] | 3680 | 17500 | 78.9714 |  |  |  | Data not provided | Data not provided | Data not provided | Data not provided | Data not provided | Data not provided | Data not provided | Data not provided | > 90% | Effluent | 5.77 | 8.05 | mg/L | 14.73 | °C | Data not provided | N/A | Data not provided | N/A | 249.4 | mV | 2656 | µS/cm | None | N/A | Data not provided | Data not provided | Data not provided | Data not provided | Data not provided | Data not provided | Y | 87 µg/L Freshwater National Recommended Water Quality Criteria (NRWQC) criterion continuous concentration (CCC) | The short time period of the study and cold weather/cold influent water appear to have had an overall negative effect on establishing robust microbial communities and sustaining sulfate reduction. | Data not provided | Fresh dairy cow manure should be used rather than horse manure - Dairy manure has been shown to contain higher numbers and diversity of SRB than horse or other manure types. Must have a consistent ethanol dose to the barrels. | Data not provided | Substrate: standard wood based substrate (wood chips and sawdust) | The dissolved metal concentrations in the first flush in October may have been high enough to be acutely toxic to the BCR microorganisms. This could have set back the establishment of the BCR microbial community in both BCR1 and 2. | Multiple limits of detection over time of study. Value is the max effluent value not qualified as non-detect. Range of non-detect values is < 200.
Treatability Study Technical Memorandum, Blue Ledge Mine Superfund Site, Siskiyou County, California | BLUE LEDGE MINE | CAN000906063 | N/A | N/A | TSP01 | Post operations | BCR 1 | Passive | Biochemical reactor (BCR) | No pre-treatment | Discharge from reclaimed waste rock pile 1 (WRP1) area (adits, runoff, and groundwater seeps) | N | BCR without pre-treatment | Data not provided | Rogue River – Siskiyou National Forest in Northern California/no constraints noted | Pilot | September - December 2012 | Aluminum | Al, total | µg/L | N | N/A | [9 empty] | 76.1 | 26300 | 99.7106 | Data not provided | Data not provided | Data not provided | Data not provided | Data not provided | Data not provided | Data not provided | Data not provided |  | Effluent | 6.5 | 2.27 | mg/L | 10.13 | °C | Data not provided | N/A | Data not provided | N/A | -43 | mV | 2538 | µS/cm | None | N/A | Data not provided | Data not provided | Data not provided | Data not provided | Data not provided | Data not provided | Data not provided | Data not provided | The short time period of the study and cold weather/cold influent water appear to have had an overall negative effect on establishing robust microbial communities and sustaining sulfate reduction. | Data not provided | Fresh dairy cow manure should be used rather than horse manure - Dairy manure has been shown to contain higher numbers and diversity of SRB than horse or other manure types. Must have a consistent ethanol dose to the barrels. | Data not provided | Substrate: standard wood based substrate (wood chips and sawdust) | Data not provided | Multiple limits of detection over time of study. Value is the min effluent value not qualified as non-detect. Range of non-detect values is < 200.
Treatability Study Technical Memorandum, Blue Ledge Mine Superfund Site, Siskiyou County, California | BLUE LEDGE MINE | CAN000906063 | N/A | N/A | TSP01 | Post operations | BCR 1 | Passive | Biochemical reactor (BCR) | No pre-treatment | Discharge from reclaimed waste rock pile 1 (WRP1) area (adits, runoff, and groundwater seeps) | N | BCR without pre-treatment | Data not provided | Rogue River – Siskiyou National Forest in Northern California/no constraints noted | Pilot | September - December 2012 | Aluminum | Al, dissolved | µg/L | N | N/A | [9 empty] | 1410 | 19800 | 92.8788 | Data not provided | Data not provided | Data not provided | Data not provided | Data not provided | Data not provided | Data not provided | Data not provided | > 90% | Effluent | 5.71 | 1.71 | mg/L | 10.76 | °C | Data not provided | N/A | Data not provided | N/A | 58.2 | mV | 5058 | µS/cm | None | N/A | Data not provided | Data not provided | Data not provided | Data not provided | Data not provided | Data not provided | Y | 87 µg/L Freshwater National Recommended Water Quality Criteria (NRWQC) criterion continuous concentration (CCC) | The short time period of the study and cold weather/cold influent water appear to have had an overall negative effect on establishing robust microbial communities and sustaining sulfate reduction. | Data not provided | Fresh dairy cow manure should be used rather than horse manure - Dairy manure has been shown to contain higher numbers and diversity of SRB than horse or other manure types. Must have a consistent ethanol dose to the barrels. | Data not provided | Substrate: standard wood based substrate (wood chips and sawdust) | The dissolved metal concentrations in the first flush in October may have been high enough to be acutely toxic to the BCR microorganisms. This could have set back the establishment of the BCR microbial community in both BCR1 and 2. | Multiple limits of detection over time of study. Value is the min effluent value not qualified as non-detect. Range of non-detect values is < 200.
Treatability Study Technical Memorandum, Blue Ledge Mine Superfund Site, Siskiyou County, California | BLUE LEDGE MINE | CAN000906063 | N/A | N/A | TSP02 | Post operations | BCR 2 | Passive | Biochemical reactor (BCR) | No pre-treatment | Discharge from reclaimed waste rock pile 1 (WRP1) area (adits, runoff, and groundwater seeps) | N | BCR without pre-treatment | Data not provided | Rogue River – Siskiyou National Forest in Northern California/no constraints noted | Pilot | September - December 2012 | Aluminum | Al, total | µg/L | N | N/A | 26300 | < 200 | 99.6198 | [9 empty] | Data not provided | Data not provided | Data not provided | Data not provided | Data not provided | Data not provided | Data not provided | Data not provided |  | Influent | 3.17 | 8.22 | mg/L | 9.71 | °C | Data not provided | N/A | Data not provided | N/A | 256 | mV | 2192 | µS/cm | None | N/A | Data not provided | Data not provided | Data not provided | Data not provided | Data not provided | Data not provided | Data not provided | Data not provided | The short time period of the study and cold weather/cold influent water appear to have had an overall negative effect on establishing robust microbial communities and sustaining sulfate reduction. | Data not provided | Fresh dairy cow manure should be used rather than horse manure - Dairy manure has been shown to contain higher numbers and diversity of SRB than horse or other manure types. Must have a consistent ethanol dose to the barrels. | Data not provided | Substrate: standard wood based substrate (wood chips and sawdust) with compost (horse manure) | Data not provided | Data not provided
Treatability Study Technical Memorandum, Blue Ledge Mine Superfund Site, Siskiyou County, California | BLUE LEDGE MINE | CAN000906063 | N/A | N/A | TSP02 | Post operations | BCR 2 | Passive | Biochemical reactor (BCR) | No pre-treatment | Discharge from reclaimed waste rock pile 1 (WRP1) area (adits, runoff, and groundwater seeps) | N | BCR without pre-treatment | Data not provided | Rogue River – Siskiyou National Forest in Northern California/no constraints noted | Pilot | September - December 2012 | Aluminum | Al, dissolved | µg/L | N | N/A | 28800 | < 200 | 99.6528 | [9 empty] | Data not provided | Data not provided | Data not provided | Data not provided | Data not provided | Data not provided | Data not provided | Data not provided |  | Influent | 3.15 | 9.09 | mg/L | 5.76 | °C | Data not provided | N/A | Data not provided | N/A | 260.6 | mV | 2255 | µS/cm | None | N/A | Data not provided | Data not provided | Data not provided | Data not provided | Data not provided | Data not provided | Data not provided | Data not provided | The short time period of the study and cold weather/cold influent water appear to have had an overall negative effect on establishing robust microbial communities and sustaining sulfate reduction. | Data not provided | Fresh dairy cow manure should be used rather than horse manure - Dairy manure has been shown to contain higher numbers and diversity of SRB than horse or other manure types. Must have a consistent ethanol dose to the barrels. | Data not provided | Substrate: standard wood based substrate (wood chips and sawdust) with compost (horse manure) | Data not provided | Data not provided
Treatability Study Technical Memorandum, Blue Ledge Mine Superfund Site, Siskiyou County, California | BLUE LEDGE MINE | CAN000906063 | N/A | N/A | TSP02 | Post operations | BCR 2 | Passive | Biochemical reactor (BCR) | No pre-treatment | Discharge from reclaimed waste rock pile 1 (WRP1) area (adits, runoff, and groundwater seeps) | N | BCR without pre-treatment | Data not provided | Rogue River – Siskiyou National Forest in Northern California/no constraints noted | Pilot | September - December 2012 | Aluminum | Al, total | µg/L | N | N/A |  |  |  | 6610 | 58.9 | 99.1089 | [6 empty] | Data not provided | Data not provided | Data not provided | Data not provided | Data not provided | Data not provided | Data not provided | Data not provided |  | Influent | 3.07 | 8.64 | mg/L | 5.49 | °C | Data not provided | N/A | Data not provided | N/A | 515.3 | mV | 561 | µS/cm | None | N/A | Data not provided | Data not provided | Data not provided | Data not provided | Data not provided | Data not provided | Data not provided | Data not provided | The short time period of the study and cold weather/cold influent water appear to have had an overall negative effect on establishing robust microbial communities and sustaining sulfate reduction. | Data not provided | Fresh dairy cow manure should be used rather than horse manure - Dairy manure has been shown to contain higher numbers and diversity of SRB than horse or other manure types. Must have a consistent ethanol dose to the barrels. | Data not provided | Substrate: standard wood based substrate (wood chips and sawdust) with compost (horse manure) | Data not provided | Data not provided
Treatability Study Technical Memorandum, Blue Ledge Mine Superfund Site, Siskiyou County, California | BLUE LEDGE MINE | CAN000906063 | N/A | N/A | TSP02 | Post operations | BCR 2 | Passive | Biochemical reactor (BCR) | No pre-treatment | Discharge from reclaimed waste rock pile 1 (WRP1) area (adits, runoff, and groundwater seeps) | N | BCR without pre-treatment | Data not provided | Rogue River – Siskiyou National Forest in Northern California/no constraints noted | Pilot | September - December 2012 | Aluminum | Al, dissolved | µg/L | N | N/A |  |  |  | 6470 | < 200 | 98.4544 | [6 empty] | Data not provided | Data not provided | Data not provided | Data not provided | Data not provided | Data not provided | Data not provided | Data not provided |  | Influent | 3.07 | 8.64 | mg/L | 5.49 | °C | Data not provided | N/A | Data not provided | N/A | 515.3 | mV | 561 | µS/cm | None | N/A | Data not provided | Data not provided | Data not provided | Data not provided | Data not provided | Data not provided | Data not provided | Data not provided | The short time period of the study and cold weather/cold influent water appear to have had an overall negative effect on establishing robust microbial communities and sustaining sulfate reduction. | Data not provided | Fresh dairy cow manure should be used rather than horse manure - Dairy manure has been shown to contain higher numbers and diversity of SRB than horse or other manure types. Must have a consistent ethanol dose to the barrels. | Data not provided | Substrate: standard wood based substrate (wood chips and sawdust) with compost (horse manure) | Data not provided | Data not provided
Treatability Study Technical Memorandum, Blue Ledge Mine Superfund Site, Siskiyou County, California | BLUE LEDGE MINE | CAN000906063 | N/A | N/A | TSP02 | Post operations | BCR 2 | Passive | Biochemical reactor (BCR) | No pre-treatment | Discharge from reclaimed waste rock pile 1 (WRP1) area (adits, runoff, and groundwater seeps) | N | BCR without pre-treatment | Data not provided | Rogue River – Siskiyou National Forest in Northern California/no constraints noted | Pilot | September - December 2012 | Aluminum | Al, total | µg/L | N | N/A | [6 empty] | 1540 | 16900 | 90.8876 |  |  |  | Data not provided | Data not provided | Data not provided | Data not provided | Data not provided | Data not provided | Data not provided | Data not provided |  | Effluent | 5.55 | 5.45 | mg/L | 14.93 | °C | Data not provided | N/A | Data not provided | N/A | 79 | mV | 5425 | µS/cm | None | N/A | Data not provided | Data not provided | Data not provided | Data not provided | Data not provided | Data not provided | Data not provided | Data not provided | The short time period of the study and cold weather/cold influent water appear to have had an overall negative effect on establishing robust microbial communities and sustaining sulfate reduction. | Data not provided | Fresh dairy cow manure should be used rather than horse manure - Dairy manure has been shown to contain higher numbers and diversity of SRB than horse or other manure types. Must have a consistent ethanol dose to the barrels. | Data not provided | Substrate: standard wood based substrate (wood chips and sawdust) with compost (horse manure) | Data not provided | Multiple limits of detection over time of study. Value is the max effluent value not qualified as non-detect. Range of non-detect values is < 200.
Treatability Study Technical Memorandum, Blue Ledge Mine Superfund Site, Siskiyou County, California | BLUE LEDGE MINE | CAN000906063 | N/A | N/A | TSP02 | Post operations | BCR 2 | Passive | Biochemical reactor (BCR) | No pre-treatment | Discharge from reclaimed waste rock pile 1 (WRP1) area (adits, runoff, and groundwater seeps) | N | BCR without pre-treatment | Data not provided | Rogue River – Siskiyou National Forest in Northern California/no constraints noted | Pilot | September - December 2012 | Aluminum | Al, dissolved | µg/L | N | N/A | [6 empty] | 1320 | 17500 | 92.4571 |  |  |  | Data not provided | Data not provided | Data not provided | Data not provided | Data not provided | Data not provided | Data not provided | Data not provided | > 90% | Effluent | 5.55 | 5.45 | mg/L | 14.93 | °C | Data not provided | N/A | Data not provided | N/A | 79 | mV | 5425 | µS/cm | None | N/A | Data not provided | Data not provided | Data not provided | Data not provided | Data not provided | Data not provided | Y | 87 µg/L Freshwater National Recommended Water Quality Criteria (NRWQC) criterion continuous concentration (CCC) | The short time period of the study and cold weather/cold influent water appear to have had an overall negative effect on establishing robust microbial communities and sustaining sulfate reduction. | Data not provided | Fresh dairy cow manure should be used rather than horse manure - Dairy manure has been shown to contain higher numbers and diversity of SRB than horse or other manure types. Must have a consistent ethanol dose to the barrels. | Data not provided | Substrate: standard wood based substrate (wood chips and sawdust) with compost (horse manure) | The dissolved metal concentrations in the first flush in October may have been high enough to be acutely toxic to the BCR microorganisms. This could have set back the establishment of the BCR microbial community in both BCR1 and 2. | Multiple limits of detection over time of study. Value is the max effluent value not qualified as non-detect. Range of non-detect values is < 200.
Treatability Study Technical Memorandum, Blue Ledge Mine Superfund Site, Siskiyou County, California | BLUE LEDGE MINE | CAN000906063 | N/A | N/A | TSP02 | Post operations | BCR 2 | Passive | Biochemical reactor (BCR) | No pre-treatment | Discharge from reclaimed waste rock pile 1 (WRP1) area (adits, runoff, and groundwater seeps) | N | BCR without pre-treatment | Data not provided | Rogue River – Siskiyou National Forest in Northern California/no constraints noted | Pilot | September - December 2012 | Aluminum | Al, total | µg/L | N | N/A | [9 empty] | 58.9 | 6610 | 99.1089 | Data not provided | Data not provided | Data not provided | Data not provided | Data not provided | Data not provided | Data not provided | Data not provided |  | Effluent | 6.41 | 3.46 | mg/L | 6.12 | °C | Data not provided | N/A | Data not provided | N/A | -146.1 | mV | 879 | µS/cm | None | N/A | Data not provided | Data not provided | Data not provided | Data not provided | Data not provided | Data not provided | Data not provided | Data not provided | The short time period of the study and cold weather/cold influent water appear to have had an overall negative effect on establishing robust microbial communities and sustaining sulfate reduction. | Data not provided | Fresh dairy cow manure should be used rather than horse manure - Dairy manure has been shown to contain higher numbers and diversity of SRB than horse or other manure types. Must have a consistent ethanol dose to the barrels. | Data not provided | Substrate: standard wood based substrate (wood chips and sawdust) with compost (horse manure) | Data not provided | Multiple limits of detection over time of study. Value is the min effluent value not qualified as non-detect. Range of non-detect values is < 200.
Treatability Study Technical Memorandum, Blue Ledge Mine Superfund Site, Siskiyou County, California | BLUE LEDGE MINE | CAN000906063 | N/A | N/A | TSP02 | Post operations | BCR 2 | Passive | Biochemical reactor (BCR) | No pre-treatment | Discharge from reclaimed waste rock pile 1 (WRP1) area (adits, runoff, and groundwater seeps) | N | BCR without pre-treatment | Data not provided | Rogue River – Siskiyou National Forest in Northern California/no constraints noted | Pilot | September - December 2012 | Aluminum | Al, dissolved | µg/L | N | N/A | [9 empty] | 437 | 19800 | 97.7929 | Data not provided | Data not provided | Data not provided | Data not provided | Data not provided | Data not provided | Data not provided | Data not provided | > 90% | Effluent | 5.83 | 2.51 | mg/L | 11.23 | °C | Data not provided | N/A | Data not provided | N/A | 60.3 | mV | 4597 | µS/cm | None | N/A | Data not provided | Data not provided | Data not provided | Data not provided | Data not provided | Data not provided | Y | 87 µg/L Freshwater National Recommended Water Quality Criteria (NRWQC) criterion continuous concentration (CCC) | The short time period of the study and cold weather/cold influent water appear to have had an overall negative effect on establishing robust microbial communities and sustaining sulfate reduction. | Data not provided | Fresh dairy cow manure should be used rather than horse manure - Dairy manure has been shown to contain higher numbers and diversity of SRB than horse or other manure types. Must have a consistent ethanol dose to the barrels. | Data not provided | Substrate: standard wood based substrate (wood chips and sawdust) with compost (horse manure) | The dissolved metal concentrations in the first flush in October may have been high enough to be acutely toxic to the BCR microorganisms. This could have set back the establishment of the BCR microbial community in both BCR1 and 2. | Multiple limits of detection over time of study. Value is the min effluent value not qualified as non-detect. Range of non-detect values is < 200.
Treatability Study Technical Memorandum, Blue Ledge Mine Superfund Site, Siskiyou County, California | BLUE LEDGE MINE | CAN000906063 | N/A | N/A | TSP03 | Post operations | BCR 3 | Passive | Biochemical reactor (BCR) | No pre-treatment | Discharge from reclaimed waste rock pile 1 (WRP1) area (adits, runoff, and groundwater seeps) | N | BCR without pre-treatment | Data not provided | Rogue River – Siskiyou National Forest in Northern California/no constraints noted | Pilot | September - December 2012 | Aluminum | Al, total | µg/L | N | N/A | 26300 | < 200 | 99.6198 | [9 empty] | Data not provided | Data not provided | Data not provided | Data not provided | Data not provided | Data not provided | Data not provided | Data not provided |  | Influent | 3.17 | 8.22 | mg/L | 9.71 | °C | Data not provided | N/A | Data not provided | N/A | 256 | mV | 2192 | µS/cm | None | N/A | Data not provided | Data not provided | Data not provided | Data not provided | Data not provided | Data not provided | Data not provided | Data not provided | The short time period of the study and cold weather/cold influent water appear to have had an overall negative effect on establishing robust microbial communities and sustaining sulfate reduction. | Data not provided | Fresh dairy cow manure should be used rather than horse manure - Dairy manure has been shown to contain higher numbers and diversity of SRB than horse or other manure types. Must have a consistent ethanol dose to the barrels. | Data not provided | Substrate: ChitoRem | Data not provided | All effluent values are non-detect (< 200)
Treatability Study Technical Memorandum, Blue Ledge Mine Superfund Site, Siskiyou County, California | BLUE LEDGE MINE | CAN000906063 | N/A | N/A | TSP03 | Post operations | BCR 3 | Passive | Biochemical reactor (BCR) | No pre-treatment | Discharge from reclaimed waste rock pile 1 (WRP1) area (adits, runoff, and groundwater seeps) | N | BCR without pre-treatment | Data not provided | Rogue River – Siskiyou National Forest in Northern California/no constraints noted | Pilot | September - December 2012 | Aluminum | Al, dissolved | µg/L | N | N/A | 28800 | < 200 | 99.6528 | [9 empty] | Data not provided | Data not provided | Data not provided | Data not provided | Data not provided | Data not provided | Data not provided | Data not provided |  | Influent | 3.15 | 9.09 | mg/L | 5.76 | °C | Data not provided | N/A | Data not provided | N/A | 260.6 | mV | 2255 | µS/cm | None | N/A | Data not provided | Data not provided | Data not provided | Data not provided | Data not provided | Data not provided | Data not provided | Data not provided | The short time period of the study and cold weather/cold influent water appear to have had an overall negative effect on establishing robust microbial communities and sustaining sulfate reduction. | Data not provided | Fresh dairy cow manure should be used rather than horse manure - Dairy manure has been shown to contain higher numbers and diversity of SRB than horse or other manure types. Must have a consistent ethanol dose to the barrels. | Data not provided | Substrate: ChitoRem | Data not provided | All effluent values are non-detect (< 200 - < 800)
Treatability Study Technical Memorandum, Blue Ledge Mine Superfund Site, Siskiyou County, California | BLUE LEDGE MINE | CAN000906063 | N/A | N/A | TSP03 | Post operations | BCR 3 | Passive | Biochemical reactor (BCR) | No pre-treatment | Discharge from reclaimed waste rock pile 1 (WRP1) area (adits, runoff, and groundwater seeps) | N | BCR without pre-treatment | Data not provided | Rogue River – Siskiyou National Forest in Northern California/no constraints noted | Pilot | September - December 2012 | Aluminum | Al, total | µg/L | N | N/A |  |  |  | 6610 | < 200 | 98.4871 | [6 empty] | Data not provided | Data not provided | Data not provided | Data not provided | Data not provided | Data not provided | Data not provided | Data not provided |  | Influent | 3.07 | 8.64 | mg/L | 5.49 | °C | Data not provided | N/A | Data not provided | N/A | 515.3 | mV | 561 | µS/cm | None | N/A | Data not provided | Data not provided | Data not provided | Data not provided | Data not provided | Data not provided | Data not provided | Data not provided | The short time period of the study and cold weather/cold influent water appear to have had an overall negative effect on establishing robust microbial communities and sustaining sulfate reduction. | Data not provided | Fresh dairy cow manure should be used rather than horse manure - Dairy manure has been shown to contain higher numbers and diversity of SRB than horse or other manure types. Must have a consistent ethanol dose to the barrels. | Data not provided | Substrate: ChitoRem | Data not provided | All effluent values are non-detect (< 200)
Treatability Study Technical Memorandum, Blue Ledge Mine Superfund Site, Siskiyou County, California | BLUE LEDGE MINE | CAN000906063 | N/A | N/A | TSP03 | Post operations | BCR 3 | Passive | Biochemical reactor (BCR) | No pre-treatment | Discharge from reclaimed waste rock pile 1 (WRP1) area (adits, runoff, and groundwater seeps) | N | BCR without pre-treatment | Data not provided | Rogue River – Siskiyou National Forest in Northern California/no constraints noted | Pilot | September - December 2012 | Aluminum | Al, dissolved | µg/L | N | N/A |  |  |  | 6470 | < 200 | 98.4544 | [6 empty] | Data not provided | Data not provided | Data not provided | Data not provided | Data not provided | Data not provided | Data not provided | Data not provided |  | Influent | 3.07 | 8.64 | mg/L | 5.49 | °C | Data not provided | N/A | Data not provided | N/A | 515.3 | mV | 561 | µS/cm | None | N/A | Data not provided | Data not provided | Data not provided | Data not provided | Data not provided | Data not provided | Data not provided | Data not provided | The short time period of the study and cold weather/cold influent water appear to have had an overall negative effect on establishing robust microbial communities and sustaining sulfate reduction. | Data not provided | Fresh dairy cow manure should be used rather than horse manure - Dairy manure has been shown to contain higher numbers and diversity of SRB than horse or other manure types. Must have a consistent ethanol dose to the barrels. | Data not provided | Substrate: ChitoRem | Data not provided | All effluent values are non-detect (< 200 - < 800)
Treatability Study Technical Memorandum, Blue Ledge Mine Superfund Site, Siskiyou County, California | BLUE LEDGE MINE | CAN000906063 | N/A | N/A | TSP03 | Post operations | BCR 3 | Passive | Biochemical reactor (BCR) | No pre-treatment | Discharge from reclaimed waste rock pile 1 (WRP1) area (adits, runoff, and groundwater seeps) | N | BCR without pre-treatment | Data not provided | Rogue River – Siskiyou National Forest in Northern California/no constraints noted | Pilot | September - December 2012 | Aluminum | Al, total | µg/L | N | N/A | [6 empty] | ND | ND | Not Applicable |  |  |  | Data not provided | Data not provided | Data not provided | Data not provided | Data not provided | Data not provided | Data not provided | Data not provided |  | Effluent | 6.98–7.43 | 1.21–6.48 | mg/L | 5.47–15.37 | °C | Data not provided | N/A | Data not provided | N/A | (-)196–5.4 | mV | 3,074–30,050 | µS/cm | None | N/A | Data not provided | Data not provided | Data not provided | Data not provided | Data not provided | Data not provided | Data not provided | Data not provided | The short time period of the study and cold weather/cold influent water appear to have had an overall negative effect on establishing robust microbial communities and sustaining sulfate reduction. | Data not provided | Fresh dairy cow manure should be used rather than horse manure - Dairy manure has been shown to contain higher numbers and diversity of SRB than horse or other manure types. Must have a consistent ethanol dose to the barrels. | Data not provided | Substrate: ChitoRem | Data not provided | All effluent values are non-detect (< 200) | ND = non-detect
Treatability Study Technical Memorandum, Blue Ledge Mine Superfund Site, Siskiyou County, California | BLUE LEDGE MINE | CAN000906063 | N/A | N/A | TSP03 | Post operations | BCR 3 | Passive | Biochemical reactor (BCR) | No pre-treatment | Discharge from reclaimed waste rock pile 1 (WRP1) area (adits, runoff, and groundwater seeps) | N | BCR without pre-treatment | Data not provided | Rogue River – Siskiyou National Forest in Northern California/no constraints noted | Pilot | September - December 2012 | Aluminum | Al, dissolved | µg/L | N | N/A | [6 empty] | ND | ND | Not Applicable |  |  |  | Data not provided | Data not provided | Data not provided | Data not provided | Data not provided | Data not provided | Data not provided | Data not provided | 95.4–99% | Effluent | 6.98–7.43 | 1.21–6.48 | mg/L | 5.47–15.37 | °C | Data not provided | N/A | Data not provided | N/A | (-)196–5.4 | mV | 3,074–30,050 | µS/cm | None | N/A | Data not provided | Data not provided | Data not provided | Data not provided | Data not provided | Data not provided | Data not provided | Data not provided | Reporting limit for Al ranged from 200 to 800 μg/L; therefore, comparison of BCR barrel effluent to the screening level of 87 μg/L could not be conducted. The short time period of the study and cold weather/cold influent water appear to have had an overall negative effect on establishing robust microbial communities and sustaining sulfate reduction. | Data not provided | Fresh dairy cow manure should be used rather than horse manure - Dairy manure has been shown to contain higher numbers and diversity of SRB than horse or other manure types. Must have a consistent ethanol dose to the barrels. | Data not provided | Substrate: ChitoRem | Data not provided | All effluent values are non-detect (< 200 - < 800) | ND = non-detect
Treatability Study Technical Memorandum, Blue Ledge Mine Superfund Site, Siskiyou County, California | BLUE LEDGE MINE | CAN000906063 | N/A | N/A | TSP03 | Post operations | BCR 3 | Passive | Biochemical reactor (BCR) | No pre-treatment | Discharge from reclaimed waste rock pile 1 (WRP1) area (adits, runoff, and groundwater seeps) | N | BCR without pre-treatment | Data not provided | Rogue River – Siskiyou National Forest in Northern California/no constraints noted | Pilot | September - December 2012 | Aluminum | Al, total | µg/L | N | N/A | [9 empty] | ND | ND | Not Applicable | Data not provided | Data not provided | Data not provided | Data not provided | Data not provided | Data not provided | Data not provided | Data not provided |  | Effluent | 6.98–7.43 | 1.21–6.48 | mg/L | 5.47–15.37 | °C | Data not provided | N/A | Data not provided | N/A | (-)196–5.4 | mV | 3,074–30,050 | µS/cm | None | N/A | Data not provided | Data not provided | Data not provided | Data not provided | Data not provided | Data not provided | Data not provided | Data not provided | The short time period of the study and cold weather/cold influent water appear to have had an overall negative effect on establishing robust microbial communities and sustaining sulfate reduction. | Data not provided | Fresh dairy cow manure should be used rather than horse manure - Dairy manure has been shown to contain higher numbers and diversity of SRB than horse or other manure types. Must have a consistent ethanol dose to the barrels. | Data not provided | Substrate: ChitoRem | Data not provided | All effluent values are non-detect (< 200) | ND = non-detect
Treatability Study Technical Memorandum, Blue Ledge Mine Superfund Site, Siskiyou County, California | BLUE LEDGE MINE | CAN000906063 | N/A | N/A | TSP03 | Post operations | BCR 3 | Passive | Biochemical reactor (BCR) | No pre-treatment | Discharge from reclaimed waste rock pile 1 (WRP1) area (adits, runoff, and groundwater seeps) | N | BCR without pre-treatment | Data not provided | Rogue River – Siskiyou National Forest in Northern California/no constraints noted | Pilot | September - December 2012 | Aluminum | Al, dissolved | µg/L | N | N/A | [9 empty] | ND | ND | Not Applicable | Data not provided | Data not provided | Data not provided | Data not provided | Data not provided | Data not provided | Data not provided | Data not provided | 95.4–99% | Effluent | 6.98–7.43 | 1.21–6.48 | mg/L | 5.47–15.37 | °C | Data not provided | N/A | Data not provided | N/A | (-)196–5.4 | mV | 3,074–30,050 | µS/cm | None | N/A | Data not provided | Data not provided | Data not provided | Data not provided | Data not provided | Data not provided | Data not provided | Data not provided | Reporting limit for Al ranged from 200 to 800 μg/L; therefore, comparison of BCR barrel effluent to the screening level of 87 μg/L could not be conducted. The short time period of the study and cold weather/cold influent water appear to have had an overall negative effect on establishing robust microbial communities and sustaining sulfate reduction. | Data not provided | Fresh dairy cow manure should be used rather than horse manure - Dairy manure has been shown to contain higher numbers and diversity of SRB than horse or other manure types. Must have a consistent ethanol dose to the barrels. | Data not provided | Substrate: ChitoRem | Data not provided | All effluent values are non-detect (< 200 - < 800) | ND = non-detect
Treatability Study Technical Memorandum, Blue Ledge Mine Superfund Site, Siskiyou County, California | BLUE LEDGE MINE | CAN000906063 | N/A | N/A | TSP04 | Post operations | BCR 4 | Passive | Successive alkalinity producing system (SAPS) | Pre-treatment | Discharge from reclaimed waste rock pile 1 (WRP1) area (adits, runoff, and groundwater seeps) | N | Pre-treatment | Data not provided | Rogue River – Siskiyou National Forest in Northern California/no constraints noted | Pilot | September - December 2012 | Aluminum | Al, total | µg/L | N | N/A | 26300 | 118 | 99.5513 | [9 empty] | Data not provided | Data not provided | Data not provided | Data not provided | Data not provided | Data not provided | Data not provided | Data not provided |  | Influent | 3.17 | 8.22 | mg/L | 9.71 | °C | Data not provided | N/A | Data not provided | N/A | 256 | mV | 2192 | µS/cm | None | N/A | Data not provided | Data not provided | Data not provided | Data not provided | Data not provided | Data not provided | Data not provided | Data not provided | The short time period of the study and cold weather/cold influent water appear to have had an overall negative effect on establishing robust microbial communities and sustaining sulfate reduction. | Data not provided | Fresh dairy cow manure should be used rather than horse manure - Dairy manure has been shown to contain higher numbers and diversity of SRB than horse or other manure types. Must have a consistent ethanol dose to the barrels. | Data not provided | Successive alkalinity producing system (SAPS) with manure and limestone | Data not provided | Data not provided
Treatability Study Technical Memorandum, Blue Ledge Mine Superfund Site, Siskiyou County, California | BLUE LEDGE MINE | CAN000906063 | N/A | N/A | TSP04 | Post operations | BCR 4 | Passive | Successive alkalinity producing system (SAPS) | Pre-treatment | Discharge from reclaimed waste rock pile 1 (WRP1) area (adits, runoff, and groundwater seeps) | N | Pre-treatment | Data not provided | Rogue River – Siskiyou National Forest in Northern California/no constraints noted | Pilot | September - December 2012 | Aluminum | Al, dissolved | µg/L | N | N/A | 28800 | < 200 | 99.6528 | [9 empty] | Data not provided | Data not provided | Data not provided | Data not provided | Data not provided | Data not provided | Data not provided | Data not provided |  | Influent | 3.15 | 9.09 | mg/L | 5.76 | °C | Data not provided | N/A | Data not provided | N/A | 260.6 | mV | 2255 | µS/cm | None | N/A | Data not provided | Data not provided | Data not provided | Data not provided | Data not provided | Data not provided | Data not provided | Data not provided | The short time period of the study and cold weather/cold influent water appear to have had an overall negative effect on establishing robust microbial communities and sustaining sulfate reduction. | Data not provided | Fresh dairy cow manure should be used rather than horse manure - Dairy manure has been shown to contain higher numbers and diversity of SRB than horse or other manure types. Must have a consistent ethanol dose to the barrels. | Data not provided | Successive alkalinity producing system (SAPS) with manure and limestone | Data not provided | Data not provided
Treatability Study Technical Memorandum, Blue Ledge Mine Superfund Site, Siskiyou County, California | BLUE LEDGE MINE | CAN000906063 | N/A | N/A | TSP04 | Post operations | BCR 4 | Passive | Successive alkalinity producing system (SAPS) | Pre-treatment | Discharge from reclaimed waste rock pile 1 (WRP1) area (adits, runoff, and groundwater seeps) | N | Pre-treatment | Data not provided | Rogue River – Siskiyou National Forest in Northern California/no constraints noted | Pilot | September - December 2012 | Aluminum | Al, total | µg/L | N | N/A |  |  |  | 6610 | 131 | 98.0182 | [6 empty] | Data not provided | Data not provided | Data not provided | Data not provided | Data not provided | Data not provided | Data not provided | Data not provided |  | Influent | 3.07 | 8.64 | mg/L | 5.49 | °C | Data not provided | N/A | Data not provided | N/A | 515.3 | mV | 561 | µS/cm | None | N/A | Data not provided | Data not provided | Data not provided | Data not provided | Data not provided | Data not provided | Data not provided | Data not provided | The short time period of the study and cold weather/cold influent water appear to have had an overall negative effect on establishing robust microbial communities and sustaining sulfate reduction. | Data not provided | Fresh dairy cow manure should be used rather than horse manure - Dairy manure has been shown to contain higher numbers and diversity of SRB than horse or other manure types. Must have a consistent ethanol dose to the barrels. | Data not provided | Successive alkalinity producing system (SAPS) with manure and limestone | Data not provided | Data not provided
Treatability Study Technical Memorandum, Blue Ledge Mine Superfund Site, Siskiyou County, California | BLUE LEDGE MINE | CAN000906063 | N/A | N/A | TSP04 | Post operations | BCR 4 | Passive | Successive alkalinity producing system (SAPS) | Pre-treatment | Discharge from reclaimed waste rock pile 1 (WRP1) area (adits, runoff, and groundwater seeps) | N | Pre-treatment | Data not provided | Rogue River – Siskiyou National Forest in Northern California/no constraints noted | Pilot | September - December 2012 | Aluminum | Al, dissolved | µg/L | N | N/A |  |  |  | 6470 | < 200 | 98.4544 | [6 empty] | Data not provided | Data not provided | Data not provided | Data not provided | Data not provided | Data not provided | Data not provided | Data not provided |  | Influent | 3.07 | 8.64 | mg/L | 5.49 | °C | Data not provided | N/A | Data not provided | N/A | 515.3 | mV | 561 | µS/cm | None | N/A | Data not provided | Data not provided | Data not provided | Data not provided | Data not provided | Data not provided | Data not provided | Data not provided | The short time period of the study and cold weather/cold influent water appear to have had an overall negative effect on establishing robust microbial communities and sustaining sulfate reduction. | Data not provided | Fresh dairy cow manure should be used rather than horse manure - Dairy manure has been shown to contain higher numbers and diversity of SRB than horse or other manure types. Must have a consistent ethanol dose to the barrels. | Data not provided | Successive alkalinity producing system (SAPS) with manure and limestone | Data not provided | Data not provided
Treatability Study Technical Memorandum, Blue Ledge Mine Superfund Site, Siskiyou County, California | BLUE LEDGE MINE | CAN000906063 | N/A | N/A | TSP04 | Post operations | BCR 4 | Passive | Successive alkalinity producing system (SAPS) | Pre-treatment | Discharge from reclaimed waste rock pile 1 (WRP1) area (adits, runoff, and groundwater seeps) | N | Pre-treatment | Data not provided | Rogue River – Siskiyou National Forest in Northern California/no constraints noted | Pilot | September - December 2012 | Aluminum | Al, total | µg/L | N | N/A | [6 empty] | 1220 | 16900 | 92.7811 |  |  |  | Data not provided | Data not provided | Data not provided | Data not provided | Data not provided | Data not provided | Data not provided | Data not provided |  | Effluent | 7.15 | 4.64 | mg/L | 15.84 | °C | Data not provided | N/A | Data not provided | N/A | -24 | mV | 2969 | µS/cm | None | N/A | Data not provided | Data not provided | Data not provided | Data not provided | Data not provided | Data not provided | Data not provided | Data not provided | The short time period of the study and cold weather/cold influent water appear to have had an overall negative effect on establishing robust microbial communities and sustaining sulfate reduction. | Data not provided | Fresh dairy cow manure should be used rather than horse manure - Dairy manure has been shown to contain higher numbers and diversity of SRB than horse or other manure types. Must have a consistent ethanol dose to the barrels. | Data not provided | Successive alkalinity producing system (SAPS) with manure and limestone | Data not provided | Data not provided
Treatability Study Technical Memorandum, Blue Ledge Mine Superfund Site, Siskiyou County, California | BLUE LEDGE MINE | CAN000906063 | N/A | N/A | TSP04 | Post operations | BCR 4 | Passive | Successive alkalinity producing system (SAPS) | Pre-treatment | Discharge from reclaimed waste rock pile 1 (WRP1) area (adits, runoff, and groundwater seeps) | N | Pre-treatment | Data not provided | Rogue River – Siskiyou National Forest in Northern California/no constraints noted | Pilot | September - December 2012 | Aluminum | Al, dissolved | µg/L | N | N/A | [6 empty] | 693 | 17500 | 96.04 |  |  |  | Data not provided | Data not provided | Data not provided | Data not provided | Data not provided | Data not provided | Data not provided | Data not provided | 96–99.3% | Effluent | 7.15 | 4.64 | mg/L | 15.84 | °C | Data not provided | N/A | Data not provided | N/A | -24 | mV | 2969 | µS/cm | None | N/A | Data not provided | Data not provided | Data not provided | Data not provided | Data not provided | Data not provided | Data not provided | Data not provided | The reporting limit for Al was 200 μg/L; therefore, comparison of barrel effluent to the screening level of 87 μg/L could not be conducted. The short time period of the study and cold weather/cold influent water appear to have had an overall negative effect on establishing robust microbial communities and sustaining sulfate reduction. | Data not provided | Fresh dairy cow manure should be used rather than horse manure - Dairy manure has been shown to contain higher numbers and diversity of SRB than horse or other manure types. Must have a consistent ethanol dose to the barrels. | Data not provided | Successive alkalinity producing system (SAPS) with manure and limestone | Data not provided | Multiple limits of detection over time of study. Value is the max effluent value not qualified as non-detect. Range of non-detect values is < 200.
Treatability Study Technical Memorandum, Blue Ledge Mine Superfund Site, Siskiyou County, California | BLUE LEDGE MINE | CAN000906063 | N/A | N/A | TSP04 | Post operations | BCR 4 | Passive | Successive alkalinity producing system (SAPS) | Pre-treatment | Discharge from reclaimed waste rock pile 1 (WRP1) area (adits, runoff, and groundwater seeps) | N | Pre-treatment | Data not provided | Rogue River – Siskiyou National Forest in Northern California/no constraints noted | Pilot | September - December 2012 | Aluminum | Al, total | µg/L | N | N/A | [9 empty] | 118 | 26300 | 99.5513 | Data not provided | Data not provided | Data not provided | Data not provided | Data not provided | Data not provided | Data not provided | Data not provided |  | Effluent | 7.13 | 2.37 | mg/L | 9.45 | °C | Data not provided | N/A | Data not provided | N/A | -39.3 | mV | 1990 | µS/cm | None | N/A | Data not provided | Data not provided | Data not provided | Data not provided | Data not provided | Data not provided | Data not provided | Data not provided | The short time period of the study and cold weather/cold influent water appear to have had an overall negative effect on establishing robust microbial communities and sustaining sulfate reduction. | Data not provided | Fresh dairy cow manure should be used rather than horse manure - Dairy manure has been shown to contain higher numbers and diversity of SRB than horse or other manure types. Must have a consistent ethanol dose to the barrels. | Data not provided | Successive alkalinity producing system (SAPS) with manure and limestone | Data not provided | Data not provided
Treatability Study Technical Memorandum, Blue Ledge Mine Superfund Site, Siskiyou County, California | BLUE LEDGE MINE | CAN000906063 | N/A | N/A | TSP04 | Post operations | BCR 4 | Passive | Successive alkalinity producing system (SAPS) | Pre-treatment | Discharge from reclaimed waste rock pile 1 (WRP1) area (adits, runoff, and groundwater seeps) | N | Pre-treatment | Data not provided | Rogue River – Siskiyou National Forest in Northern California/no constraints noted | Pilot | September - December 2012 | Aluminum | Al, dissolved | µg/L | N | N/A | [9 empty] | 432 | 19800 | 97.8182 | Data not provided | Data not provided | Data not provided | Data not provided | Data not provided | Data not provided | Data not provided | Data not provided | 96–99.3% | Effluent | 6.81 | 0.83 | mg/L | 10.93 | °C | Data not provided | N/A | Data not provided | N/A | -171.6 | mV | 2865 | µS/cm | None | N/A | Data not provided | Data not provided | Data not provided | Data not provided | Data not provided | Data not provided | Data not provided | Data not provided | The reporting limit for Al was 200 μg/L; therefore, comparison of barrel effluent to the screening level of 87 μg/L could not be conducted. The short time period of the study and cold weather/cold influent water appear to have had an overall negative effect on establishing robust microbial communities and sustaining sulfate reduction. | Data not provided | Fresh dairy cow manure should be used rather than horse manure - Dairy manure has been shown to contain higher numbers and diversity of SRB than horse or other manure types. Must have a consistent ethanol dose to the barrels. | Data not provided | Successive alkalinity producing system (SAPS) with manure and limestone | Data not provided | Multiple limits of detection over time of study. Value is the min effluent value not qualified as non-detect. Range of non-detect values is < 200.
Treatability Study Technical Memorandum, Blue Ledge Mine Superfund Site, Siskiyou County, California | BLUE LEDGE MINE | CAN000906063 | N/A | N/A | TSP05 | Post operations | BCR 5 | Passive | Successive alkalinity producing system (SAPS) | Pre-treatment | Discharge from reclaimed waste rock pile 1 (WRP1) area (adits, runoff, and groundwater seeps) | N | Pre-treatment | Data not provided | Rogue River – Siskiyou National Forest in Northern California/no constraints noted | Pilot | September - December 2012 | Aluminum | Al, total | µg/L | N | N/A | 26300 | 1880 | 92.8517 | [9 empty] | Data not provided | Data not provided | Data not provided | Data not provided | Data not provided | Data not provided | Data not provided | Data not provided |  | Influent | 3.17 | 8.22 | mg/L | 9.71 | °C | Data not provided | N/A | Data not provided | N/A | 256 | mV | 2192 | µS/cm | None | N/A | Data not provided | Data not provided | Data not provided | Data not provided | Data not provided | Data not provided | Data not provided | Data not provided | The short time period of the study and cold weather/cold influent water appear to have had an overall negative effect on establishing robust microbial communities and sustaining sulfate reduction. | Data not provided | Fresh dairy cow manure should be used rather than horse manure - Dairy manure has been shown to contain higher numbers and diversity of SRB than horse or other manure types. Must have a consistent ethanol dose to the barrels. | Data not provided | Same as BCR 4 with the addition of ethanol. Successive alkalinity producing system (SAPS) with manure and limestone | Data not provided | Data not provided
Treatability Study Technical Memorandum, Blue Ledge Mine Superfund Site, Siskiyou County, California | BLUE LEDGE MINE | CAN000906063 | N/A | N/A | TSP05 | Post operations | BCR 5 | Passive | Successive alkalinity producing system (SAPS) | Pre-treatment | Discharge from reclaimed waste rock pile 1 (WRP1) area (adits, runoff, and groundwater seeps) | N | Pre-treatment | Data not provided | Rogue River – Siskiyou National Forest in Northern California/no constraints noted | Pilot | September - December 2012 | Aluminum | Al, dissolved | µg/L | N | N/A | 28800 | 92.7 | 99.6781 | [9 empty] | Data not provided | Data not provided | Data not provided | Data not provided | Data not provided | Data not provided | Data not provided | Data not provided |  | Influent | 3.15 | 9.09 | mg/L | 5.76 | °C | Data not provided | N/A | Data not provided | N/A | 260.6 | mV | 2255 | µS/cm | None | N/A | Data not provided | Data not provided | Data not provided | Data not provided | Data not provided | Data not provided | Data not provided | Data not provided | The short time period of the study and cold weather/cold influent water appear to have had an overall negative effect on establishing robust microbial communities and sustaining sulfate reduction. | Data not provided | Fresh dairy cow manure should be used rather than horse manure - Dairy manure has been shown to contain higher numbers and diversity of SRB than horse or other manure types. Must have a consistent ethanol dose to the barrels. | Data not provided | Same as BCR 4 with the addition of ethanol. Successive alkalinity producing system (SAPS) with manure and limestone | Data not provided | Data not provided
Treatability Study Technical Memorandum, Blue Ledge Mine Superfund Site, Siskiyou County, California | BLUE LEDGE MINE | CAN000906063 | N/A | N/A | TSP05 | Post operations | BCR 5 | Passive | Successive alkalinity producing system (SAPS) | Pre-treatment | Discharge from reclaimed waste rock pile 1 (WRP1) area (adits, runoff, and groundwater seeps) | N | Pre-treatment | Data not provided | Rogue River – Siskiyou National Forest in Northern California/no constraints noted | Pilot | September - December 2012 | Aluminum | Al, total | µg/L | N | N/A |  |  |  | 6610 | 568 | 91.407 | [6 empty] | Data not provided | Data not provided | Data not provided | Data not provided | Data not provided | Data not provided | Data not provided | Data not provided |  | Influent | 3.07 | 8.64 | mg/L | 5.49 | °C | Data not provided | N/A | Data not provided | N/A | 515.3 | mV | 561 | µS/cm | None | N/A | Data not provided | Data not provided | Data not provided | Data not provided | Data not provided | Data not provided | Data not provided | Data not provided | The short time period of the study and cold weather/cold influent water appear to have had an overall negative effect on establishing robust microbial communities and sustaining sulfate reduction. | Data not provided | Fresh dairy cow manure should be used rather than horse manure - Dairy manure has been shown to contain higher numbers and diversity of SRB than horse or other manure types. Must have a consistent ethanol dose to the barrels. | Data not provided | Same as BCR 4 with the addition of ethanol. Successive alkalinity producing system (SAPS) with manure and limestone | Data not provided | Data not provided
Treatability Study Technical Memorandum, Blue Ledge Mine Superfund Site, Siskiyou County, California | BLUE LEDGE MINE | CAN000906063 | N/A | N/A | TSP05 | Post operations | BCR 5 | Passive | Successive alkalinity producing system (SAPS) | Pre-treatment | Discharge from reclaimed waste rock pile 1 (WRP1) area (adits, runoff, and groundwater seeps) | N | Pre-treatment | Data not provided | Rogue River – Siskiyou National Forest in Northern California/no constraints noted | Pilot | September - December 2012 | Aluminum | Al, dissolved | µg/L | N | N/A |  |  |  | 6470 | 216 | 96.6615 | [6 empty] | Data not provided | Data not provided | Data not provided | Data not provided | Data not provided | Data not provided | Data not provided | Data not provided |  | Influent | 3.07 | 8.64 | mg/L | 5.49 | °C | Data not provided | N/A | Data not provided | N/A | 515.3 | mV | 561 | µS/cm | None | N/A | Data not provided | Data not provided | Data not provided | Data not provided | Data not provided | Data not provided | Data not provided | Data not provided | The short time period of the study and cold weather/cold influent water appear to have had an overall negative effect on establishing robust microbial communities and sustaining sulfate reduction. | Data not provided | Fresh dairy cow manure should be used rather than horse manure - Dairy manure has been shown to contain higher numbers and diversity of SRB than horse or other manure types. Must have a consistent ethanol dose to the barrels. | Data not provided | Same as BCR 4 with the addition of ethanol. Successive alkalinity producing system (SAPS) with manure and limestone | Data not provided | Data not provided
Treatability Study Technical Memorandum, Blue Ledge Mine Superfund Site, Siskiyou County, California | BLUE LEDGE MINE | CAN000906063 | N/A | N/A | TSP05 | Post operations | BCR 5 | Passive | Successive alkalinity producing system (SAPS) | Pre-treatment | Discharge from reclaimed waste rock pile 1 (WRP1) area (adits, runoff, and groundwater seeps) | N | Pre-treatment | Data not provided | Rogue River – Siskiyou National Forest in Northern California/no constraints noted | Pilot | September - December 2012 | Aluminum | Al, total | µg/L | N | N/A | [6 empty] | 1880 | 26300 | 92.8517 |  |  |  | Data not provided | Data not provided | Data not provided | Data not provided | Data not provided | Data not provided | Data not provided | Data not provided |  | Effluent | 6.28 | 3.61 | mg/L | 9.41 | °C | Data not provided | N/A | Data not provided | N/A | 3.4 | mV | 2129 | µS/cm | None | N/A | Data not provided | Data not provided | Data not provided | Data not provided | Data not provided | Data not provided | Data not provided | Data not provided | The short time period of the study and cold weather/cold influent water appear to have had an overall negative effect on establishing robust microbial communities and sustaining sulfate reduction. | Data not provided | Fresh dairy cow manure should be used rather than horse manure - Dairy manure has been shown to contain higher numbers and diversity of SRB than horse or other manure types. Must have a consistent ethanol dose to the barrels. | Data not provided | Same as BCR 4 with the addition of ethanol. Successive alkalinity producing system (SAPS) with manure and limestone | Data not provided | Data not provided
Treatability Study Technical Memorandum, Blue Ledge Mine Superfund Site, Siskiyou County, California | BLUE LEDGE MINE | CAN000906063 | N/A | N/A | TSP05 | Post operations | BCR 5 | Passive | Successive alkalinity producing system (SAPS) | Pre-treatment | Discharge from reclaimed waste rock pile 1 (WRP1) area (adits, runoff, and groundwater seeps) | N | Pre-treatment | Data not provided | Rogue River – Siskiyou National Forest in Northern California/no constraints noted | Pilot | September - December 2012 | Aluminum | Al, dissolved | µg/L | N | N/A | [6 empty] | 580 | 17500 | 96.6857 |  |  |  | Data not provided | Data not provided | Data not provided | Data not provided | Data not provided | Data not provided | Data not provided | Data not provided | 96.7–99.2 % | Effluent | 6.14 | 7.74 | mg/L | 15.79 | °C | Data not provided | N/A | Data not provided | N/A | 78.9 | mV | 4040 | µS/cm | None | N/A | Data not provided | Data not provided | Data not provided | Data not provided | Data not provided | Data not provided | Data not provided | Data not provided | The reporting limit for Al was 200 μg/L; therefore, comparison of barrel effluent to the screening level of 87 μg/L could not be conducted. The short time period of the study and cold weather/cold influent water appear to have had an overall negative effect on establishing robust microbial communities and sustaining sulfate reduction. | Data not provided | Fresh dairy cow manure should be used rather than horse manure - Dairy manure has been shown to contain higher numbers and diversity of SRB than horse or other manure types. Must have a consistent ethanol dose to the barrels. | Data not provided | Same as BCR 4 with the addition of ethanol. Successive alkalinity producing system (SAPS) with manure and limestone | Data not provided | Multiple limits of detection over time of study. Value is the max effluent value not qualified as non-detect. Range of non-detect values is < 200.
Treatability Study Technical Memorandum, Blue Ledge Mine Superfund Site, Siskiyou County, California | BLUE LEDGE MINE | CAN000906063 | N/A | N/A | TSP05 | Post operations | BCR 5 | Passive | Successive alkalinity producing system (SAPS) | Pre-treatment | Discharge from reclaimed waste rock pile 1 (WRP1) area (adits, runoff, and groundwater seeps) | N | Pre-treatment | Data not provided | Rogue River – Siskiyou National Forest in Northern California/no constraints noted | Pilot | September - December 2012 | Aluminum | Al, total | µg/L | N | N/A | [9 empty] | 71.2 | 21900 | 99.6749 | Data not provided | Data not provided | Data not provided | Data not provided | Data not provided | Data not provided | Data not provided | Data not provided |  | Effluent | 6.3 | 3.97 | mg/L | 9.6 | °C | Data not provided | N/A | Data not provided | N/A | -102.9 | mV | 4338 | µS/cm | None | N/A | Data not provided | Data not provided | Data not provided | Data not provided | Data not provided | Data not provided | Data not provided | Data not provided | The short time period of the study and cold weather/cold influent water appear to have had an overall negative effect on establishing robust microbial communities and sustaining sulfate reduction. | Data not provided | Fresh dairy cow manure should be used rather than horse manure - Dairy manure has been shown to contain higher numbers and diversity of SRB than horse or other manure types. Must have a consistent ethanol dose to the barrels. | Data not provided | Same as BCR 4 with the addition of ethanol. Successive alkalinity producing system (SAPS) with manure and limestone | Data not provided | Data not provided
Treatability Study Technical Memorandum, Blue Ledge Mine Superfund Site, Siskiyou County, California | BLUE LEDGE MINE | CAN000906063 | N/A | N/A | TSP05 | Post operations | BCR 5 | Passive | Successive alkalinity producing system (SAPS) | Pre-treatment | Discharge from reclaimed waste rock pile 1 (WRP1) area (adits, runoff, and groundwater seeps) | N | Pre-treatment | Data not provided | Rogue River – Siskiyou National Forest in Northern California/no constraints noted | Pilot | September - December 2012 | Aluminum | Al, dissolved | µg/L | N | N/A | [9 empty] | 61.5 | 11300 | 99.4558 | Data not provided | Data not provided | Data not provided | Data not provided | Data not provided | Data not provided | Data not provided | Data not provided | 96.7–99.2 % | Effluent | 6.55 | 1.22 | mg/L | 4.74 | °C | Data not provided | N/A | Data not provided | N/A | -201.9 | mV | 683 | µS/cm | None | N/A | Data not provided | Data not provided | Data not provided | Data not provided | Data not provided | Data not provided | Data not provided | Data not provided | The reporting limit for Al was 200 μg/L; therefore, comparison of barrel effluent to the screening level of 87 μg/L could not be conducted. The short time period of the study and cold weather/cold influent water appear to have had an overall negative effect on establishing robust microbial communities and sustaining sulfate reduction. | Data not provided | Fresh dairy cow manure should be used rather than horse manure - Dairy manure has been shown to contain higher numbers and diversity of SRB than horse or other manure types. Must have a consistent ethanol dose to the barrels. | Data not provided | Same as BCR 4 with the addition of ethanol. Successive alkalinity producing system (SAPS) with manure and limestone | Data not provided | Multiple limits of detection over time of study. Value is the min effluent value not qualified as non-detect. Range of non-detect values is < 200.
Treatability Study Technical Memorandum, Blue Ledge Mine Superfund Site, Siskiyou County, California | BLUE LEDGE MINE | CAN000906063 | N/A | N/A | TSP01 | Post operations | BCR 1 | Passive | Biochemical reactor (BCR) | No pre-treatment | Discharge from reclaimed waste rock pile 1 (WRP1) area (adits, runoff, and groundwater seeps) | N | BCR without pre-treatment | Data not provided | Rogue River – Siskiyou National Forest in Northern California/no constraints noted | Pilot | September - December 2012 | Alkalinity | Alkalinity, total (as CaCO3) | mg/L | N | N/A | ND | 100–570 | Not Applicable | [9 empty] | Data not provided | Data not provided | Data not provided | Data not provided | Data not provided | Data not provided | Data not provided | Data not provided |  | Influent (range for the period of record) | 2.87–3.24 | 8.22–10.72 | mg/L | 3.83–11.45 | °C | Data not provided | N/A | Data not provided | N/A | 222–515.3 | mV | 561–2,255 | µS/cm | None | N/A | Data not provided | Data not provided | Data not provided | Data not provided | Data not provided | Data not provided | Data not provided | Data not provided | The short time period of the study and cold weather/cold influent water appear to have had an overall negative effect on establishing robust microbial communities and sustaining sulfate reduction. | Data not provided | Fresh dairy cow manure should be used rather than horse manure - Dairy manure has been shown to contain higher numbers and diversity of SRB than horse or other manure types. Must have a consistent ethanol dose to the barrels. | Data not provided | Substrate: standard wood based substrate (wood chips and sawdust) | Data not provided | All influent values are non-detect. Non-detect value is < 10. | ND = non-detect. A range of values is shown to reflect more than one day with the same influent.
Treatability Study Technical Memorandum, Blue Ledge Mine Superfund Site, Siskiyou County, California | BLUE LEDGE MINE | CAN000906063 | N/A | N/A | TSP01 | Post operations | BCR 1 | Passive | Biochemical reactor (BCR) | No pre-treatment | Discharge from reclaimed waste rock pile 1 (WRP1) area (adits, runoff, and groundwater seeps) | N | BCR without pre-treatment | Data not provided | Rogue River – Siskiyou National Forest in Northern California/no constraints noted | Pilot | September - December 2012 | Alkalinity | Alkalinity, total (as CaCO3) | mg/L | N | N/A |  |  |  | ND | 100–570 | Not Applicable | [6 empty] | Data not provided | Data not provided | Data not provided | Data not provided | Data not provided | Data not provided | Data not provided | Data not provided |  | Influent (range for the period of record) | 2.87–3.24 | 8.22–10.72 | mg/L | 3.83–11.45 | °C | Data not provided | N/A | Data not provided | N/A | 222–515.3 | mV | 561–2,255 | µS/cm | None | N/A | Data not provided | Data not provided | Data not provided | Data not provided | Data not provided | Data not provided | Data not provided | Data not provided | The short time period of the study and cold weather/cold influent water appear to have had an overall negative effect on establishing robust microbial communities and sustaining sulfate reduction. | Data not provided | Fresh dairy cow manure should be used rather than horse manure - Dairy manure has been shown to contain higher numbers and diversity of SRB than horse or other manure types. Must have a consistent ethanol dose to the barrels. | Data not provided | Substrate: standard wood based substrate (wood chips and sawdust) | Data not provided | All influent values are non-detect. Non-detect value is < 10. | ND = non-detect. A range of values is shown to reflect more than one day with the same influent.
Treatability Study Technical Memorandum, Blue Ledge Mine Superfund Site, Siskiyou County, California | BLUE LEDGE MINE | CAN000906063 | N/A | N/A | TSP01 | Post operations | BCR 1 | Passive | Biochemical reactor (BCR) | No pre-treatment | Discharge from reclaimed waste rock pile 1 (WRP1) area (adits, runoff, and groundwater seeps) | N | BCR without pre-treatment | Data not provided | Rogue River – Siskiyou National Forest in Northern California/no constraints noted | Pilot | September - December 2012 | Alkalinity | Alkalinity, total (as CaCO3) | mg/L | N | N/A | [6 empty] | 570 | ND | Not Applicable |  |  |  | Data not provided | Data not provided | Data not provided | Data not provided | Data not provided | Data not provided | Data not provided | Data not provided |  | Effluent | 5.77 | 8.05 | mg/L | 14.73 | °C | Data not provided | N/A | Data not provided | N/A | 249.4 | mV | 2656 | µS/cm | None | N/A | Data not provided | Data not provided | Data not provided | Data not provided | Data not provided | Data not provided | Data not provided | Data not provided | The short time period of the study and cold weather/cold influent water appear to have had an overall negative effect on establishing robust microbial communities and sustaining sulfate reduction. | Data not provided | Fresh dairy cow manure should be used rather than horse manure - Dairy manure has been shown to contain higher numbers and diversity of SRB than horse or other manure types. Must have a consistent ethanol dose to the barrels. | Data not provided | Substrate: standard wood based substrate (wood chips and sawdust) | Data not provided | All effluent values are non-detect. Non-detect value is < 10. | ND = non-detect
Treatability Study Technical Memorandum, Blue Ledge Mine Superfund Site, Siskiyou County, California | BLUE LEDGE MINE | CAN000906063 | N/A | N/A | TSP01 | Post operations | BCR 1 | Passive | Biochemical reactor (BCR) | No pre-treatment | Discharge from reclaimed waste rock pile 1 (WRP1) area (adits, runoff, and groundwater seeps) | N | BCR without pre-treatment | Data not provided | Rogue River – Siskiyou National Forest in Northern California/no constraints noted | Pilot | September - December 2012 | Alkalinity | Alkalinity, total (as CaCO3) | mg/L | N | N/A | [9 empty] | 100 | ND | Not Applicable | Data not provided | Data not provided | Data not provided | Data not provided | Data not provided | Data not provided | Data not provided | Data not provided |  | Effluent | 6.61 | 2.84 | mg/L | 5.33 | °C | Data not provided | N/A | Data not provided | N/A | -2.3 | mV | 799 | µS/cm | None | N/A | Data not provided | Data not provided | Data not provided | Data not provided | Data not provided | Data not provided | Data not provided | Data not provided | The short time period of the study and cold weather/cold influent water appear to have had an overall negative effect on establishing robust microbial communities and sustaining sulfate reduction. | Data not provided | Fresh dairy cow manure should be used rather than horse manure - Dairy manure has been shown to contain higher numbers and diversity of SRB than horse or other manure types. Must have a consistent ethanol dose to the barrels. | Data not provided | Substrate: standard wood based substrate (wood chips and sawdust) | Data not provided | All effluent values are non-detect. Non-detect value is < 10. | ND = non-detect
Treatability Study Technical Memorandum, Blue Ledge Mine Superfund Site, Siskiyou County, California | BLUE LEDGE MINE | CAN000906063 | N/A | N/A | TSP02 | Post operations | BCR 2 | Passive | Biochemical reactor (BCR) | No pre-treatment | Discharge from reclaimed waste rock pile 1 (WRP1) area (adits, runoff, and groundwater seeps) | N | BCR without pre-treatment | Data not provided | Rogue River – Siskiyou National Forest in Northern California/no constraints noted | Pilot | September - December 2012 | Alkalinity | Alkalinity, total (as CaCO3) | mg/L | N | N/A | ND | 75–920 | Not Applicable | [9 empty] | Data not provided | Data not provided | Data not provided | Data not provided | Data not provided | Data not provided | Data not provided | Data not provided |  | Influent (range for the period of record) | 2.87–3.24 | 8.22–10.72 | mg/L | 3.83–11.45 | °C | Data not provided | N/A | Data not provided | N/A | 222–515.3 | mV | 561–2,255 | µS/cm | None | N/A | Data not provided | Data not provided | Data not provided | Data not provided | Data not provided | Data not provided | Data not provided | Data not provided | The short time period of the study and cold weather/cold influent water appear to have had an overall negative effect on establishing robust microbial communities and sustaining sulfate reduction. | Data not provided | Fresh dairy cow manure should be used rather than horse manure - Dairy manure has been shown to contain higher numbers and diversity of SRB than horse or other manure types. Must have a consistent ethanol dose to the barrels. | Data not provided | Substrate: standard wood based substrate (wood chips and sawdust) with compost (horse manure) | Data not provided | All influent values are non-detect. Non-detect value is < 10. | ND = non-detect. A range of values is shown to reflect more than one day with the same influent.
Treatability Study Technical Memorandum, Blue Ledge Mine Superfund Site, Siskiyou County, California | BLUE LEDGE MINE | CAN000906063 | N/A | N/A | TSP02 | Post operations | BCR 2 | Passive | Biochemical reactor (BCR) | No pre-treatment | Discharge from reclaimed waste rock pile 1 (WRP1) area (adits, runoff, and groundwater seeps) | N | BCR without pre-treatment | Data not provided | Rogue River – Siskiyou National Forest in Northern California/no constraints noted | Pilot | September - December 2012 | Alkalinity | Alkalinity, total (as CaCO3) | mg/L | N | N/A |  |  |  | ND | 75–920 | Not Applicable | [6 empty] | Data not provided | Data not provided | Data not provided | Data not provided | Data not provided | Data not provided | Data not provided | Data not provided |  | Influent (range for the period of record) | 2.87–3.24 | 8.22–10.72 | mg/L | 3.83–11.45 | °C | Data not provided | N/A | Data not provided | N/A | 222–515.3 | mV | 561–2,255 | µS/cm | None | N/A | Data not provided | Data not provided | Data not provided | Data not provided | Data not provided | Data not provided | Data not provided | Data not provided | The short time period of the study and cold weather/cold influent water appear to have had an overall negative effect on establishing robust microbial communities and sustaining sulfate reduction. | Data not provided | Fresh dairy cow manure should be used rather than horse manure - Dairy manure has been shown to contain higher numbers and diversity of SRB than horse or other manure types. Must have a consistent ethanol dose to the barrels. | Data not provided | Substrate: standard wood based substrate (wood chips and sawdust) with compost (horse manure) | Data not provided | All influent values are non-detect. Non-detect value is < 10. | ND = non-detect. A range of values is shown to reflect more than one day with the same influent.
Treatability Study Technical Memorandum, Blue Ledge Mine Superfund Site, Siskiyou County, California | BLUE LEDGE MINE | CAN000906063 | N/A | N/A | TSP02 | Post operations | BCR 2 | Passive | Biochemical reactor (BCR) | No pre-treatment | Discharge from reclaimed waste rock pile 1 (WRP1) area (adits, runoff, and groundwater seeps) | N | BCR without pre-treatment | Data not provided | Rogue River – Siskiyou National Forest in Northern California/no constraints noted | Pilot | September - December 2012 | Alkalinity | Alkalinity, total (as CaCO3) | mg/L | N | N/A | [6 empty] | 920 | ND | Not Applicable |  |  |  | Data not provided | Data not provided | Data not provided | Data not provided | Data not provided | Data not provided | Data not provided | Data not provided |  | Effluent | 5.55 | 5.45 | mg/L | 14.93 | °C | Data not provided | N/A | Data not provided | N/A | 79 | mV | 5425 | µS/cm | None | N/A | Data not provided | Data not provided | Data not provided | Data not provided | Data not provided | Data not provided | Data not provided | Data not provided | The short time period of the study and cold weather/cold influent water appear to have had an overall negative effect on establishing robust microbial communities and sustaining sulfate reduction. | Data not provided | Fresh dairy cow manure should be used rather than horse manure - Dairy manure has been shown to contain higher numbers and diversity of SRB than horse or other manure types. Must have a consistent ethanol dose to the barrels. | Data not provided | Substrate: standard wood based substrate (wood chips and sawdust) with compost (horse manure) | Data not provided | All effluent values are non-detect. Non-detect value is < 10. | ND = non-detect
Treatability Study Technical Memorandum, Blue Ledge Mine Superfund Site, Siskiyou County, California | BLUE LEDGE MINE | CAN000906063 | N/A | N/A | TSP02 | Post operations | BCR 2 | Passive | Biochemical reactor (BCR) | No pre-treatment | Discharge from reclaimed waste rock pile 1 (WRP1) area (adits, runoff, and groundwater seeps) | N | BCR without pre-treatment | Data not provided | Rogue River – Siskiyou National Forest in Northern California/no constraints noted | Pilot | September - December 2012 | Alkalinity | Alkalinity, total (as CaCO3) | mg/L | N | N/A | [9 empty] | 75 | ND | Not Applicable | Data not provided | Data not provided | Data not provided | Data not provided | Data not provided | Data not provided | Data not provided | Data not provided |  | Effluent | 6.33 | 4.77 | mg/L | 5.69 | °C | Data not provided | N/A | Data not provided | N/A | -102.9 | mV | 698 | µS/cm | None | N/A | Data not provided | Data not provided | Data not provided | Data not provided | Data not provided | Data not provided | Data not provided | Data not provided | The short time period of the study and cold weather/cold influent water appear to have had an overall negative effect on establishing robust microbial communities and sustaining sulfate reduction. | Data not provided | Fresh dairy cow manure should be used rather than horse manure - Dairy manure has been shown to contain higher numbers and diversity of SRB than horse or other manure types. Must have a consistent ethanol dose to the barrels. | Data not provided | Substrate: standard wood based substrate (wood chips and sawdust) with compost (horse manure) | Data not provided | All effluent values are non-detect. Non-detect value is < 10. | ND = non-detect
Treatability Study Technical Memorandum, Blue Ledge Mine Superfund Site, Siskiyou County, California | BLUE LEDGE MINE | CAN000906063 | N/A | N/A | TSP03 | Post operations | BCR 3 | Passive | Biochemical reactor (BCR) | No pre-treatment | Discharge from reclaimed waste rock pile 1 (WRP1) area (adits, runoff, and groundwater seeps) | N | BCR without pre-treatment | Data not provided | Rogue River – Siskiyou National Forest in Northern California/no constraints noted | Pilot | September - December 2012 | Alkalinity | Alkalinity, total (as CaCO3) | mg/L | N | N/A | ND | 1,100–9,600 | Not Applicable | [9 empty] | Data not provided | Data not provided | Data not provided | Data not provided | Data not provided | Data not provided | Data not provided | Data not provided |  | Influent (range for the period of record) | 2.87–3.24 | 8.22–10.72 | mg/L | 3.83–11.45 | °C | Data not provided | N/A | Data not provided | N/A | 222–515.3 | mV | 561–2,255 | µS/cm | None | N/A | Data not provided | Data not provided | Data not provided | Data not provided | Data not provided | Data not provided | Data not provided | Data not provided | The short time period of the study and cold weather/cold influent water appear to have had an overall negative effect on establishing robust microbial communities and sustaining sulfate reduction. | Data not provided | Fresh dairy cow manure should be used rather than horse manure - Dairy manure has been shown to contain higher numbers and diversity of SRB than horse or other manure types. Must have a consistent ethanol dose to the barrels. | Data not provided | Substrate: ChitoRem | Data not provided | All influent values are non-detect. Non-detect value is < 10. | ND = non-detect. A range of values is shown to reflect more than one day with the same influent.
Treatability Study Technical Memorandum, Blue Ledge Mine Superfund Site, Siskiyou County, California | BLUE LEDGE MINE | CAN000906063 | N/A | N/A | TSP03 | Post operations | BCR 3 | Passive | Biochemical reactor (BCR) | No pre-treatment | Discharge from reclaimed waste rock pile 1 (WRP1) area (adits, runoff, and groundwater seeps) | N | BCR without pre-treatment | Data not provided | Rogue River – Siskiyou National Forest in Northern California/no constraints noted | Pilot | September - December 2012 | Alkalinity | Alkalinity, total (as CaCO3) | mg/L | N | N/A |  |  |  | ND | 1,100–9,600 | Not Applicable | [6 empty] | Data not provided | Data not provided | Data not provided | Data not provided | Data not provided | Data not provided | Data not provided | Data not provided |  | Influent (range for the period of record) | 2.87–3.24 | 8.22–10.72 | mg/L | 3.83–11.45 | °C | Data not provided | N/A | Data not provided | N/A | 222–515.3 | mV | 561–2,255 | µS/cm | None | N/A | Data not provided | Data not provided | Data not provided | Data not provided | Data not provided | Data not provided | Data not provided | Data not provided | The short time period of the study and cold weather/cold influent water appear to have had an overall negative effect on establishing robust microbial communities and sustaining sulfate reduction. | Data not provided | Fresh dairy cow manure should be used rather than horse manure - Dairy manure has been shown to contain higher numbers and diversity of SRB than horse or other manure types. Must have a consistent ethanol dose to the barrels. | Data not provided | Substrate: ChitoRem | Data not provided | All influent values are non-detect. Non-detect value is < 10. | ND = non-detect. A range of values is shown to reflect more than one day with the same influent.
Treatability Study Technical Memorandum, Blue Ledge Mine Superfund Site, Siskiyou County, California | BLUE LEDGE MINE | CAN000906063 | N/A | N/A | TSP03 | Post operations | BCR 3 | Passive | Biochemical reactor (BCR) | No pre-treatment | Discharge from reclaimed waste rock pile 1 (WRP1) area (adits, runoff, and groundwater seeps) | N | BCR without pre-treatment | Data not provided | Rogue River – Siskiyou National Forest in Northern California/no constraints noted | Pilot | September - December 2012 | Alkalinity | Alkalinity, total (as CaCO3) | mg/L | N | N/A | [6 empty] | 9600 | ND | Not Applicable |  |  |  | Data not provided | Data not provided | Data not provided | Data not provided | Data not provided | Data not provided | Data not provided | Data not provided |  | Effluent | 7.16 | 2.12 | mg/L | 15.37 | °C | Data not provided | N/A | Data not provided | N/A | -107.2 | mV | 29030 | µS/cm | None | N/A | Data not provided | Data not provided | Data not provided | Data not provided | Data not provided | Data not provided | Data not provided | Data not provided | The short time period of the study and cold weather/cold influent water appear to have had an overall negative effect on establishing robust microbial communities and sustaining sulfate reduction. | Data not provided | Fresh dairy cow manure should be used rather than horse manure - Dairy manure has been shown to contain higher numbers and diversity of SRB than horse or other manure types. Must have a consistent ethanol dose to the barrels. | Data not provided | Substrate: ChitoRem | Data not provided | All effluent values are non-detect. Non-detect value is < 10. | ND = non-detect
Treatability Study Technical Memorandum, Blue Ledge Mine Superfund Site, Siskiyou County, California | BLUE LEDGE MINE | CAN000906063 | N/A | N/A | TSP03 | Post operations | BCR 3 | Passive | Biochemical reactor (BCR) | No pre-treatment | Discharge from reclaimed waste rock pile 1 (WRP1) area (adits, runoff, and groundwater seeps) | N | BCR without pre-treatment | Data not provided | Rogue River – Siskiyou National Forest in Northern California/no constraints noted | Pilot | September - December 2012 | Alkalinity | Alkalinity, total (as CaCO3) | mg/L | N | N/A | [9 empty] | 1100 | ND | Not Applicable | Data not provided | Data not provided | Data not provided | Data not provided | Data not provided | Data not provided | Data not provided | Data not provided |  | Effluent | 7.22 | 1.89 | mg/L | 5.47 | °C | Data not provided | N/A | Data not provided | N/A | -134.2 | mV | 3074 | µS/cm | None | N/A | Data not provided | Data not provided | Data not provided | Data not provided | Data not provided | Data not provided | Data not provided | Data not provided | The short time period of the study and cold weather/cold influent water appear to have had an overall negative effect on establishing robust microbial communities and sustaining sulfate reduction. | Data not provided | Fresh dairy cow manure should be used rather than horse manure - Dairy manure has been shown to contain higher numbers and diversity of SRB than horse or other manure types. Must have a consistent ethanol dose to the barrels. | Data not provided | Substrate: ChitoRem | Data not provided | All effluent values are non-detect. Non-detect value is < 10. | ND = non-detect
Treatability Study Technical Memorandum, Blue Ledge Mine Superfund Site, Siskiyou County, California | BLUE LEDGE MINE | CAN000906063 | N/A | N/A | TSP04 | Post operations | BCR 4 | Passive | Successive alkalinity producing system (SAPS) | Pre-treatment | Discharge from reclaimed waste rock pile 1 (WRP1) area (adits, runoff, and groundwater seeps) | N | Pre-treatment | Data not provided | Rogue River – Siskiyou National Forest in Northern California/no constraints noted | Pilot | September - December 2012 | Alkalinity | Alkalinity, total (as CaCO3) | mg/L | N | N/A | ND | 89–870 | Not Applicable | [9 empty] | Data not provided | Data not provided | Data not provided | Data not provided | Data not provided | Data not provided | Data not provided | Data not provided |  | Influent (range for the period of record) | 2.87–3.24 | 8.22–10.72 | mg/L | 3.83–11.45 | °C | Data not provided | N/A | Data not provided | N/A | 222–515.3 | mV | 561–2,255 | µS/cm | None | N/A | Data not provided | Data not provided | Data not provided | Data not provided | Data not provided | Data not provided | Data not provided | Data not provided | The short time period of the study and cold weather/cold influent water appear to have had an overall negative effect on establishing robust microbial communities and sustaining sulfate reduction. | Data not provided | Fresh dairy cow manure should be used rather than horse manure - Dairy manure has been shown to contain higher numbers and diversity of SRB than horse or other manure types. Must have a consistent ethanol dose to the barrels. | Data not provided | Successive alkalinity producing system (SAPS) with manure and limestone | Data not provided | All influent values are non-detect. Non-detect value is < 10. | ND = non-detect. A range of values is shown to reflect more than one day with the same influent.
Treatability Study Technical Memorandum, Blue Ledge Mine Superfund Site, Siskiyou County, California | BLUE LEDGE MINE | CAN000906063 | N/A | N/A | TSP04 | Post operations | BCR 4 | Passive | Successive alkalinity producing system (SAPS) | Pre-treatment | Discharge from reclaimed waste rock pile 1 (WRP1) area (adits, runoff, and groundwater seeps) | N | Pre-treatment | Data not provided | Rogue River – Siskiyou National Forest in Northern California/no constraints noted | Pilot | September - December 2012 | Alkalinity | Alkalinity, total (as CaCO3) | mg/L | N | N/A |  |  |  | ND | 89–870 | Not Applicable | [6 empty] | Data not provided | Data not provided | Data not provided | Data not provided | Data not provided | Data not provided | Data not provided | Data not provided |  | Influent (range for the period of record) | 2.87–3.24 | 8.22–10.72 | mg/L | 3.83–11.45 | °C | Data not provided | N/A | Data not provided | N/A | 222–515.3 | mV | 561–2,255 | µS/cm | None | N/A | Data not provided | Data not provided | Data not provided | Data not provided | Data not provided | Data not provided | Data not provided | Data not provided | The short time period of the study and cold weather/cold influent water appear to have had an overall negative effect on establishing robust microbial communities and sustaining sulfate reduction. | Data not provided | Fresh dairy cow manure should be used rather than horse manure - Dairy manure has been shown to contain higher numbers and diversity of SRB than horse or other manure types. Must have a consistent ethanol dose to the barrels. | Data not provided | Successive alkalinity producing system (SAPS) with manure and limestone | Data not provided | All influent values are non-detect. Non-detect value is < 10. | ND = non-detect. A range of values is shown to reflect more than one day with the same influent.
Treatability Study Technical Memorandum, Blue Ledge Mine Superfund Site, Siskiyou County, California | BLUE LEDGE MINE | CAN000906063 | N/A | N/A | TSP04 | Post operations | BCR 4 | Passive | Successive alkalinity producing system (SAPS) | Pre-treatment | Discharge from reclaimed waste rock pile 1 (WRP1) area (adits, runoff, and groundwater seeps) | N | Pre-treatment | Data not provided | Rogue River – Siskiyou National Forest in Northern California/no constraints noted | Pilot | September - December 2012 | Alkalinity | Alkalinity, total (as CaCO3) | mg/L | N | N/A | [6 empty] | 870 | ND | Not Applicable |  |  |  | Data not provided | Data not provided | Data not provided | Data not provided | Data not provided | Data not provided | Data not provided | Data not provided |  | Effluent | 7.15 | 4.64 | mg/L | 15.84 | °C | Data not provided | N/A | Data not provided | N/A | -24 | mV | 2969 | µS/cm | None | N/A | Data not provided | Data not provided | Data not provided | Data not provided | Data not provided | Data not provided | Data not provided | Data not provided | The short time period of the study and cold weather/cold influent water appear to have had an overall negative effect on establishing robust microbial communities and sustaining sulfate reduction. | Data not provided | Fresh dairy cow manure should be used rather than horse manure - Dairy manure has been shown to contain higher numbers and diversity of SRB than horse or other manure types. Must have a consistent ethanol dose to the barrels. | Data not provided | Successive alkalinity producing system (SAPS) with manure and limestone | Data not provided | All effluent values are non-detect. Non-detect value is < 10. | ND = non-detect
Treatability Study Technical Memorandum, Blue Ledge Mine Superfund Site, Siskiyou County, California | BLUE LEDGE MINE | CAN000906063 | N/A | N/A | TSP04 | Post operations | BCR 4 | Passive | Successive alkalinity producing system (SAPS) | Pre-treatment | Discharge from reclaimed waste rock pile 1 (WRP1) area (adits, runoff, and groundwater seeps) | N | Pre-treatment | Data not provided | Rogue River – Siskiyou National Forest in Northern California/no constraints noted | Pilot | September - December 2012 | Alkalinity | Alkalinity, total (as CaCO3) | mg/L | N | N/A | [9 empty] | 89 | ND | Not Applicable | Data not provided | Data not provided | Data not provided | Data not provided | Data not provided | Data not provided | Data not provided | Data not provided |  | Effluent | 6.98 | 2.44 | mg/L | 5.35 | °C | Data not provided | N/A | Data not provided | N/A | -150.4 | mV | 638 | µS/cm | None | N/A | Data not provided | Data not provided | Data not provided | Data not provided | Data not provided | Data not provided | Data not provided | Data not provided | The short time period of the study and cold weather/cold influent water appear to have had an overall negative effect on establishing robust microbial communities and sustaining sulfate reduction. | Data not provided | Fresh dairy cow manure should be used rather than horse manure - Dairy manure has been shown to contain higher numbers and diversity of SRB than horse or other manure types. Must have a consistent ethanol dose to the barrels. | Data not provided | Successive alkalinity producing system (SAPS) with manure and limestone | Data not provided | All effluent values are non-detect. Non-detect value is < 10. | ND = non-detect
Treatability Study Technical Memorandum, Blue Ledge Mine Superfund Site, Siskiyou County, California | BLUE LEDGE MINE | CAN000906063 | N/A | N/A | TSP05 | Post operations | BCR 5 | Passive | Successive alkalinity producing system (SAPS) | Pre-treatment | Discharge from reclaimed waste rock pile 1 (WRP1) area (adits, runoff, and groundwater seeps) | N | Pre-treatment | Data not provided | Rogue River – Siskiyou National Forest in Northern California/no constraints noted | Pilot | September - December 2012 | Alkalinity | Alkalinity, total (as CaCO3) | mg/L | N | N/A | ND | 100–900 | Not Applicable | [9 empty] | Data not provided | Data not provided | Data not provided | Data not provided | Data not provided | Data not provided | Data not provided | Data not provided |  | Influent (range for the period of record) | 2.87–3.24 | 8.22–10.72 | mg/L | 3.83–11.45 | °C | Data not provided | N/A | Data not provided | N/A | 222–515.3 | mV | 561–2,255 | µS/cm | None | N/A | Data not provided | Data not provided | Data not provided | Data not provided | Data not provided | Data not provided | Data not provided | Data not provided | The short time period of the study and cold weather/cold influent water appear to have had an overall negative effect on establishing robust microbial communities and sustaining sulfate reduction. | Data not provided | Fresh dairy cow manure should be used rather than horse manure - Dairy manure has been shown to contain higher numbers and diversity of SRB than horse or other manure types. Must have a consistent ethanol dose to the barrels. | Data not provided | Same as BCR 4 with the addition of ethanol. Successive alkalinity producing system (SAPS) with manure and limestone | Data not provided | All influent values are non-detect. Non-detect value is < 10. | ND = non-detect. A range of values is shown to reflect more than one day with the same influent.
Treatability Study Technical Memorandum, Blue Ledge Mine Superfund Site, Siskiyou County, California | BLUE LEDGE MINE | CAN000906063 | N/A | N/A | TSP05 | Post operations | BCR 5 | Passive | Successive alkalinity producing system (SAPS) | Pre-treatment | Discharge from reclaimed waste rock pile 1 (WRP1) area (adits, runoff, and groundwater seeps) | N | Pre-treatment | Data not provided | Rogue River – Siskiyou National Forest in Northern California/no constraints noted | Pilot | September - December 2012 | Alkalinity | Alkalinity, total (as CaCO3) | mg/L | N | N/A |  |  |  | ND | 100–900 | Not Applicable | [6 empty] | Data not provided | Data not provided | Data not provided | Data not provided | Data not provided | Data not provided | Data not provided | Data not provided |  | Influent (range for the period of record) | 2.87–3.24 | 8.22–10.72 | mg/L | 3.83–11.45 | °C | Data not provided | N/A | Data not provided | N/A | 222–515.3 | mV | 561–2,255 | µS/cm | None | N/A | Data not provided | Data not provided | Data not provided | Data not provided | Data not provided | Data not provided | Data not provided | Data not provided | The short time period of the study and cold weather/cold influent water appear to have had an overall negative effect on establishing robust microbial communities and sustaining sulfate reduction. | Data not provided | Fresh dairy cow manure should be used rather than horse manure - Dairy manure has been shown to contain higher numbers and diversity of SRB than horse or other manure types. Must have a consistent ethanol dose to the barrels. | Data not provided | Same as BCR 4 with the addition of ethanol. Successive alkalinity producing system (SAPS) with manure and limestone | Data not provided | All influent values are non-detect. Non-detect value is < 10. | ND = non-detect. A range of values is shown to reflect more than one day with the same influent.
Treatability Study Technical Memorandum, Blue Ledge Mine Superfund Site, Siskiyou County, California | BLUE LEDGE MINE | CAN000906063 | N/A | N/A | TSP05 | Post operations | BCR 5 | Passive | Successive alkalinity producing system (SAPS) | Pre-treatment | Discharge from reclaimed waste rock pile 1 (WRP1) area (adits, runoff, and groundwater seeps) | N | Pre-treatment | Data not provided | Rogue River – Siskiyou National Forest in Northern California/no constraints noted | Pilot | September - December 2012 | Alkalinity | Alkalinity, total (as CaCO3) | mg/L | N | N/A | [6 empty] | 900 | ND | Not Applicable |  |  |  | Data not provided | Data not provided | Data not provided | Data not provided | Data not provided | Data not provided | Data not provided | Data not provided |  | Effluent | 6.14 | 7.74 | mg/L | 15.79 | °C | Data not provided | N/A | Data not provided | N/A | 78.9 | mV | 4040 | µS/cm | None | N/A | Data not provided | Data not provided | Data not provided | Data not provided | Data not provided | Data not provided | Data not provided | Data not provided | The short time period of the study and cold weather/cold influent water appear to have had an overall negative effect on establishing robust microbial communities and sustaining sulfate reduction. | Data not provided | Fresh dairy cow manure should be used rather than horse manure - Dairy manure has been shown to contain higher numbers and diversity of SRB than horse or other manure types. Must have a consistent ethanol dose to the barrels. | Data not provided | Same as BCR 4 with the addition of ethanol. Successive alkalinity producing system (SAPS) with manure and limestone | Data not provided | All effluent values are non-detect. Non-detect value is < 10. | ND = non-detect
Treatability Study Technical Memorandum, Blue Ledge Mine Superfund Site, Siskiyou County, California | BLUE LEDGE MINE | CAN000906063 | N/A | N/A | TSP05 | Post operations | BCR 5 | Passive | Successive alkalinity producing system (SAPS) | Pre-treatment | Discharge from reclaimed waste rock pile 1 (WRP1) area (adits, runoff, and groundwater seeps) | N | Pre-treatment | Data not provided | Rogue River – Siskiyou National Forest in Northern California/no constraints noted | Pilot | September - December 2012 | Alkalinity | Alkalinity, total (as CaCO3) | mg/L | N | N/A | [9 empty] | 100 | ND | Not Applicable | Data not provided | Data not provided | Data not provided | Data not provided | Data not provided | Data not provided | Data not provided | Data not provided |  | Effluent | 6.28 | 3.61 | mg/L | 9.41 | °C | Data not provided | N/A | Data not provided | N/A | 3.4 | mV | 2129 | µS/cm | None | N/A | Data not provided | Data not provided | Data not provided | Data not provided | Data not provided | Data not provided | Data not provided | Data not provided | The short time period of the study and cold weather/cold influent water appear to have had an overall negative effect on establishing robust microbial communities and sustaining sulfate reduction. | Data not provided | Fresh dairy cow manure should be used rather than horse manure - Dairy manure has been shown to contain higher numbers and diversity of SRB than horse or other manure types. Must have a consistent ethanol dose to the barrels. | Data not provided | Same as BCR 4 with the addition of ethanol. Successive alkalinity producing system (SAPS) with manure and limestone | Data not provided | All effluent values are non-detect. Non-detect value is < 10. | ND = non-detect
Treatability Study Technical Memorandum, Blue Ledge Mine Superfund Site, Siskiyou County, California | BLUE LEDGE MINE | CAN000906063 | N/A | N/A | TSP01 | Post operations | BCR 1 | Passive | Biochemical reactor (BCR) | No pre-treatment | Discharge from reclaimed waste rock pile 1 (WRP1) area (adits, runoff, and groundwater seeps) | N | BCR without pre-treatment | Data not provided | Rogue River – Siskiyou National Forest in Northern California/no constraints noted | Pilot | September - December 2012 | Alkalinity, Bicarbonate (as CaCO3) | Alkalinity, Bicarbonate (as CaCO3) | mg/L | N | N/A | ND | 100–570 | Not Applicable | [9 empty] | Data not provided | Data not provided | Data not provided | Data not provided | Data not provided | Data not provided | Data not provided | Data not provided |  | Influent (range for the period of record) | 2.87–3.24 | 8.22–10.72 | mg/L | 3.83–11.45 | °C | Data not provided | N/A | Data not provided | N/A | 222–515.3 | mV | 561–2,255 | µS/cm | None | N/A | Data not provided | Data not provided | Data not provided | Data not provided | Data not provided | Data not provided | Data not provided | Data not provided | The short time period of the study and cold weather/cold influent water appear to have had an overall negative effect on establishing robust microbial communities and sustaining sulfate reduction. | Data not provided | Fresh dairy cow manure should be used rather than horse manure - Dairy manure has been shown to contain higher numbers and diversity of SRB than horse or other manure types. Must have a consistent ethanol dose to the barrels. | Data not provided | Substrate: standard wood based substrate (wood chips and sawdust) | Data not provided | All influent values are non-detect. Non-detect value is < 10. | ND = non-detect. A range of values is shown to reflect more than one day with the same influent.
Treatability Study Technical Memorandum, Blue Ledge Mine Superfund Site, Siskiyou County, California | BLUE LEDGE MINE | CAN000906063 | N/A | N/A | TSP01 | Post operations | BCR 1 | Passive | Biochemical reactor (BCR) | No pre-treatment | Discharge from reclaimed waste rock pile 1 (WRP1) area (adits, runoff, and groundwater seeps) | N | BCR without pre-treatment | Data not provided | Rogue River – Siskiyou National Forest in Northern California/no constraints noted | Pilot | September - December 2012 | Alkalinity, Bicarbonate (as CaCO3) | Alkalinity, Bicarbonate (as CaCO3) | mg/L | N | N/A |  |  |  | ND | 100–570 | Not Applicable | [6 empty] | Data not provided | Data not provided | Data not provided | Data not provided | Data not provided | Data not provided | Data not provided | Data not provided |  | Influent (range for the period of record) | 2.87–3.24 | 8.22–10.72 | mg/L | 3.83–11.45 | °C | Data not provided | N/A | Data not provided | N/A | 222–515.3 | mV | 561–2,255 | µS/cm | None | N/A | Data not provided | Data not provided | Data not provided | Data not provided | Data not provided | Data not provided | Data not provided | Data not provided | The short time period of the study and cold weather/cold influent water appear to have had an overall negative effect on establishing robust microbial communities and sustaining sulfate reduction. | Data not provided | Fresh dairy cow manure should be used rather than horse manure - Dairy manure has been shown to contain higher numbers and diversity of SRB than horse or other manure types. Must have a consistent ethanol dose to the barrels. | Data not provided | Substrate: standard wood based substrate (wood chips and sawdust) | Data not provided | All influent values are non-detect. Non-detect value is < 10. | ND = non-detect. A range of values is shown to reflect more than one day with the same influent.
Treatability Study Technical Memorandum, Blue Ledge Mine Superfund Site, Siskiyou County, California | BLUE LEDGE MINE | CAN000906063 | N/A | N/A | TSP01 | Post operations | BCR 1 | Passive | Biochemical reactor (BCR) | No pre-treatment | Discharge from reclaimed waste rock pile 1 (WRP1) area (adits, runoff, and groundwater seeps) | N | BCR without pre-treatment | Data not provided | Rogue River – Siskiyou National Forest in Northern California/no constraints noted | Pilot | September - December 2012 | Alkalinity, Bicarbonate (as CaCO3) | Alkalinity, Bicarbonate (as CaCO3) | mg/L | N | N/A | [6 empty] | 570 | ND | Not Applicable |  |  |  | Data not provided | Data not provided | Data not provided | Data not provided | Data not provided | Data not provided | Data not provided | Data not provided |  | Effluent | 5.77 | 8.05 | mg/L | 14.73 | °C | Data not provided | N/A | Data not provided | N/A | 249.4 | mV | 2656 | µS/cm | None | N/A | Data not provided | Data not provided | Data not provided | Data not provided | Data not provided | Data not provided | Data not provided | Data not provided | The short time period of the study and cold weather/cold influent water appear to have had an overall negative effect on establishing robust microbial communities and sustaining sulfate reduction. | Data not provided | Fresh dairy cow manure should be used rather than horse manure - Dairy manure has been shown to contain higher numbers and diversity of SRB than horse or other manure types. Must have a consistent ethanol dose to the barrels. | Data not provided | Substrate: standard wood based substrate (wood chips and sawdust) | Data not provided | All influent values are non-detect. Non-detect value is < 10. | ND = non-detect
Treatability Study Technical Memorandum, Blue Ledge Mine Superfund Site, Siskiyou County, California | BLUE LEDGE MINE | CAN000906063 | N/A | N/A | TSP01 | Post operations | BCR 1 | Passive | Biochemical reactor (BCR) | No pre-treatment | Discharge from reclaimed waste rock pile 1 (WRP1) area (adits, runoff, and groundwater seeps) | N | BCR without pre-treatment | Data not provided | Rogue River – Siskiyou National Forest in Northern California/no constraints noted | Pilot | September - December 2012 | Alkalinity, Bicarbonate (as CaCO3) | Alkalinity, Bicarbonate (as CaCO3) | mg/L | N | N/A | [9 empty] | 100 | ND | Not Applicable | Data not provided | Data not provided | Data not provided | Data not provided | Data not provided | Data not provided | Data not provided | Data not provided |  | Effluent | 6.61 | 2.84 | mg/L | 5.33 | °C | Data not provided | N/A | Data not provided | N/A | -2.3 | mV | 799 | µS/cm | None | N/A | Data not provided | Data not provided | Data not provided | Data not provided | Data not provided | Data not provided | Data not provided | Data not provided | The short time period of the study and cold weather/cold influent water appear to have had an overall negative effect on establishing robust microbial communities and sustaining sulfate reduction. | Data not provided | Fresh dairy cow manure should be used rather than horse manure - Dairy manure has been shown to contain higher numbers and diversity of SRB than horse or other manure types. Must have a consistent ethanol dose to the barrels. | Data not provided | Substrate: standard wood based substrate (wood chips and sawdust) | Data not provided | All influent values are non-detect. Non-detect value is < 10. | ND = non-detect
Treatability Study Technical Memorandum, Blue Ledge Mine Superfund Site, Siskiyou County, California | BLUE LEDGE MINE | CAN000906063 | N/A | N/A | TSP02 | Post operations | BCR 2 | Passive | Biochemical reactor (BCR) | No pre-treatment | Discharge from reclaimed waste rock pile 1 (WRP1) area (adits, runoff, and groundwater seeps) | N | BCR without pre-treatment | Data not provided | Rogue River – Siskiyou National Forest in Northern California/no constraints noted | Pilot | September - December 2012 | Alkalinity, Bicarbonate (as CaCO3) | Alkalinity, Bicarbonate (as CaCO3) | mg/L | N | N/A | ND | 75–920 | Not Applicable | [9 empty] | Data not provided | Data not provided | Data not provided | Data not provided | Data not provided | Data not provided | Data not provided | Data not provided |  | Influent (range for the period of record) | 2.87–3.24 | 8.22–10.72 | mg/L | 3.83–11.45 | °C | Data not provided | N/A | Data not provided | N/A | 222–515.3 | mV | 561–2,255 | µS/cm | None | N/A | Data not provided | Data not provided | Data not provided | Data not provided | Data not provided | Data not provided | Data not provided | Data not provided | The short time period of the study and cold weather/cold influent water appear to have had an overall negative effect on establishing robust microbial communities and sustaining sulfate reduction. | Data not provided | Fresh dairy cow manure should be used rather than horse manure - Dairy manure has been shown to contain higher numbers and diversity of SRB than horse or other manure types. Must have a consistent ethanol dose to the barrels. | Data not provided | Substrate: standard wood based substrate (wood chips and sawdust) with compost (horse manure) | Data not provided | All influent values are non-detect. Non-detect value is < 10. | ND = non-detect. A range of values is shown to reflect more than one day with the same influent.
Treatability Study Technical Memorandum, Blue Ledge Mine Superfund Site, Siskiyou County, California | BLUE LEDGE MINE | CAN000906063 | N/A | N/A | TSP02 | Post operations | BCR 2 | Passive | Biochemical reactor (BCR) | No pre-treatment | Discharge from reclaimed waste rock pile 1 (WRP1) area (adits, runoff, and groundwater seeps) | N | BCR without pre-treatment | Data not provided | Rogue River – Siskiyou National Forest in Northern California/no constraints noted | Pilot | September - December 2012 | Alkalinity, Bicarbonate (as CaCO3) | Alkalinity, Bicarbonate (as CaCO3) | mg/L | N | N/A |  |  |  | ND | 75–920 | Not Applicable | [6 empty] | Data not provided | Data not provided | Data not provided | Data not provided | Data not provided | Data not provided | Data not provided | Data not provided |  | Influent (range for the period of record) | 2.87–3.24 | 8.22–10.72 | mg/L | 3.83–11.45 | °C | Data not provided | N/A | Data not provided | N/A | 222–515.3 | mV | 561–2,255 | µS/cm | None | N/A | Data not provided | Data not provided | Data not provided | Data not provided | Data not provided | Data not provided | Data not provided | Data not provided | The short time period of the study and cold weather/cold influent water appear to have had an overall negative effect on establishing robust microbial communities and sustaining sulfate reduction. | Data not provided | Fresh dairy cow manure should be used rather than horse manure - Dairy manure has been shown to contain higher numbers and diversity of SRB than horse or other manure types. Must have a consistent ethanol dose to the barrels. | Data not provided | Substrate: standard wood based substrate (wood chips and sawdust) with compost (horse manure) | Data not provided | All influent values are non-detect. Non-detect value is < 10. | ND = non-detect. A range of values is shown to reflect more than one day with the same influent.
Treatability Study Technical Memorandum, Blue Ledge Mine Superfund Site, Siskiyou County, California | BLUE LEDGE MINE | CAN000906063 | N/A | N/A | TSP02 | Post operations | BCR 2 | Passive | Biochemical reactor (BCR) | No pre-treatment | Discharge from reclaimed waste rock pile 1 (WRP1) area (adits, runoff, and groundwater seeps) | N | BCR without pre-treatment | Data not provided | Rogue River – Siskiyou National Forest in Northern California/no constraints noted | Pilot | September - December 2012 | Alkalinity, Bicarbonate (as CaCO3) | Alkalinity, Bicarbonate (as CaCO3) | mg/L | N | N/A | [6 empty] | 920 | ND | Not Applicable |  |  |  | Data not provided | Data not provided | Data not provided | Data not provided | Data not provided | Data not provided | Data not provided | Data not provided |  | Effluent | 5.55 | 5.45 | mg/L | 14.93 | °C | Data not provided | N/A | Data not provided | N/A | 79 | mV | 5425 | µS/cm | None | N/A | Data not provided | Data not provided | Data not provided | Data not provided | Data not provided | Data not provided | Data not provided | Data not provided | The short time period of the study and cold weather/cold influent water appear to have had an overall negative effect on establishing robust microbial communities and sustaining sulfate reduction. | Data not provided | Fresh dairy cow manure should be used rather than horse manure - Dairy manure has been shown to contain higher numbers and diversity of SRB than horse or other manure types. Must have a consistent ethanol dose to the barrels. | Data not provided | Substrate: standard wood based substrate (wood chips and sawdust) with compost (horse manure) | Data not provided | All influent values are non-detect. Non-detect value is < 10. | ND = non-detect
Treatability Study Technical Memorandum, Blue Ledge Mine Superfund Site, Siskiyou County, California | BLUE LEDGE MINE | CAN000906063 | N/A | N/A | TSP02 | Post operations | BCR 2 | Passive | Biochemical reactor (BCR) | No pre-treatment | Discharge from reclaimed waste rock pile 1 (WRP1) area (adits, runoff, and groundwater seeps) | N | BCR without pre-treatment | Data not provided | Rogue River – Siskiyou National Forest in Northern California/no constraints noted | Pilot | September - December 2012 | Alkalinity, Bicarbonate (as CaCO3) | Alkalinity, Bicarbonate (as CaCO3) | mg/L | N | N/A | [9 empty] | 75 | ND | Not Applicable | Data not provided | Data not provided | Data not provided | Data not provided | Data not provided | Data not provided | Data not provided | Data not provided |  | Effluent | 6.33 | 4.77 | mg/L | 5.69 | °C | Data not provided | N/A | Data not provided | N/A | -102.9 | mV | 698 | µS/cm | None | N/A | Data not provided | Data not provided | Data not provided | Data not provided | Data not provided | Data not provided | Data not provided | Data not provided | The short time period of the study and cold weather/cold influent water appear to have had an overall negative effect on establishing robust microbial communities and sustaining sulfate reduction. | Data not provided | Fresh dairy cow manure should be used rather than horse manure - Dairy manure has been shown to contain higher numbers and diversity of SRB than horse or other manure types. Must have a consistent ethanol dose to the barrels. | Data not provided | Substrate: standard wood based substrate (wood chips and sawdust) with compost (horse manure) | Data not provided | All influent values are non-detect. Non-detect value is < 10. | ND = non-detect
Treatability Study Technical Memorandum, Blue Ledge Mine Superfund Site, Siskiyou County, California | BLUE LEDGE MINE | CAN000906063 | N/A | N/A | TSP03 | Post operations | BCR 3 | Passive | Biochemical reactor (BCR) | No pre-treatment | Discharge from reclaimed waste rock pile 1 (WRP1) area (adits, runoff, and groundwater seeps) | N | BCR without pre-treatment | Data not provided | Rogue River – Siskiyou National Forest in Northern California/no constraints noted | Pilot | September - December 2012 | Alkalinity, Bicarbonate (as CaCO3) | Alkalinity, Bicarbonate (as CaCO3) | mg/L | N | N/A | ND | 1,100–9,600 | Not Applicable | [9 empty] | Data not provided | Data not provided | Data not provided | Data not provided | Data not provided | Data not provided | Data not provided | Data not provided |  | Influent (range for the period of record) | 2.87–3.24 | 8.22–10.72 | mg/L | 3.83–11.45 | °C | Data not provided | N/A | Data not provided | N/A | 222–515.3 | mV | 561–2,255 | µS/cm | None | N/A | Data not provided | Data not provided | Data not provided | Data not provided | Data not provided | Data not provided | Data not provided | Data not provided | The short time period of the study and cold weather/cold influent water appear to have had an overall negative effect on establishing robust microbial communities and sustaining sulfate reduction. | Data not provided | Fresh dairy cow manure should be used rather than horse manure - Dairy manure has been shown to contain higher numbers and diversity of SRB than horse or other manure types. Must have a consistent ethanol dose to the barrels. | Data not provided | Substrate: ChitoRem | Data not provided | All influent values are non-detect. Non-detect value is < 10. | ND = non-detect. A range of values is shown to reflect more than one day with the same influent.
Treatability Study Technical Memorandum, Blue Ledge Mine Superfund Site, Siskiyou County, California | BLUE LEDGE MINE | CAN000906063 | N/A | N/A | TSP03 | Post operations | BCR 3 | Passive | Biochemical reactor (BCR) | No pre-treatment | Discharge from reclaimed waste rock pile 1 (WRP1) area (adits, runoff, and groundwater seeps) | N | BCR without pre-treatment | Data not provided | Rogue River – Siskiyou National Forest in Northern California/no constraints noted | Pilot | September - December 2012 | Alkalinity, Bicarbonate (as CaCO3) | Alkalinity, Bicarbonate (as CaCO3) | mg/L | N | N/A |  |  |  | ND | 1,100–9,600 | Not Applicable | [6 empty] | Data not provided | Data not provided | Data not provided | Data not provided | Data not provided | Data not provided | Data not provided | Data not provided |  | Influent (range for the period of record) | 2.87–3.24 | 8.22–10.72 | mg/L | 3.83–11.45 | °C | Data not provided | N/A | Data not provided | N/A | 222–515.3 | mV | 561–2,255 | µS/cm | None | N/A | Data not provided | Data not provided | Data not provided | Data not provided | Data not provided | Data not provided | Data not provided | Data not provided | The short time period of the study and cold weather/cold influent water appear to have had an overall negative effect on establishing robust microbial communities and sustaining sulfate reduction. | Data not provided | Fresh dairy cow manure should be used rather than horse manure - Dairy manure has been shown to contain higher numbers and diversity of SRB than horse or other manure types. Must have a consistent ethanol dose to the barrels. | Data not provided | Substrate: ChitoRem | Data not provided | All influent values are non-detect. Non-detect value is < 10. | ND = non-detect. A range of values is shown to reflect more than one day with the same influent.
Treatability Study Technical Memorandum, Blue Ledge Mine Superfund Site, Siskiyou County, California | BLUE LEDGE MINE | CAN000906063 | N/A | N/A | TSP03 | Post operations | BCR 3 | Passive | Biochemical reactor (BCR) | No pre-treatment | Discharge from reclaimed waste rock pile 1 (WRP1) area (adits, runoff, and groundwater seeps) | N | BCR without pre-treatment | Data not provided | Rogue River – Siskiyou National Forest in Northern California/no constraints noted | Pilot | September - December 2012 | Alkalinity, Bicarbonate (as CaCO3) | Alkalinity, Bicarbonate (as CaCO3) | mg/L | N | N/A | [6 empty] | 9600 | ND | Not Applicable |  |  |  | Data not provided | Data not provided | Data not provided | Data not provided | Data not provided | Data not provided | Data not provided | Data not provided |  | Effluent | 7.16 | 2.12 | mg/L | 15.37 | °C | Data not provided | N/A | Data not provided | N/A | -107.2 | mV | 29030 | µS/cm | None | N/A | Data not provided | Data not provided | Data not provided | Data not provided | Data not provided | Data not provided | Data not provided | Data not provided | The short time period of the study and cold weather/cold influent water appear to have had an overall negative effect on establishing robust microbial communities and sustaining sulfate reduction. | Data not provided | Fresh dairy cow manure should be used rather than horse manure - Dairy manure has been shown to contain higher numbers and diversity of SRB than horse or other manure types. Must have a consistent ethanol dose to the barrels. | Data not provided | Substrate: ChitoRem | Data not provided | All influent values are non-detect. Non-detect value is < 10. | ND = non-detect
Treatability Study Technical Memorandum, Blue Ledge Mine Superfund Site, Siskiyou County, California | BLUE LEDGE MINE | CAN000906063 | N/A | N/A | TSP03 | Post operations | BCR 3 | Passive | Biochemical reactor (BCR) | No pre-treatment | Discharge from reclaimed waste rock pile 1 (WRP1) area (adits, runoff, and groundwater seeps) | N | BCR without pre-treatment | Data not provided | Rogue River – Siskiyou National Forest in Northern California/no constraints noted | Pilot | September - December 2012 | Alkalinity, Bicarbonate (as CaCO3) | Alkalinity, Bicarbonate (as CaCO3) | mg/L | N | N/A | [9 empty] | 1100 | ND | Not Applicable | Data not provided | Data not provided | Data not provided | Data not provided | Data not provided | Data not provided | Data not provided | Data not provided |  | Effluent | 7.22 | 1.89 | mg/L | 5.47 | °C | Data not provided | N/A | Data not provided | N/A | -134.2 | mV | 3074 | µS/cm | None | N/A | Data not provided | Data not provided | Data not provided | Data not provided | Data not provided | Data not provided | Data not provided | Data not provided | The short time period of the study and cold weather/cold influent water appear to have had an overall negative effect on establishing robust microbial communities and sustaining sulfate reduction. | Data not provided | Fresh dairy cow manure should be used rather than horse manure - Dairy manure has been shown to contain higher numbers and diversity of SRB than horse or other manure types. Must have a consistent ethanol dose to the barrels. | Data not provided | Substrate: ChitoRem | Data not provided | All influent values are non-detect. Non-detect value is < 10. | ND = non-detect
Treatability Study Technical Memorandum, Blue Ledge Mine Superfund Site, Siskiyou County, California | BLUE LEDGE MINE | CAN000906063 | N/A | N/A | TSP04 | Post operations | BCR 4 | Passive | Successive alkalinity producing system (SAPS) | Pre-treatment | Discharge from reclaimed waste rock pile 1 (WRP1) area (adits, runoff, and groundwater seeps) | N | Pre-treatment | Data not provided | Rogue River – Siskiyou National Forest in Northern California/no constraints noted | Pilot | September - December 2012 | Alkalinity, Bicarbonate (as CaCO3) | Alkalinity, Bicarbonate (as CaCO3) | mg/L | N | N/A | ND | 89–870 | Not Applicable | [9 empty] | Data not provided | Data not provided | Data not provided | Data not provided | Data not provided | Data not provided | Data not provided | Data not provided |  | Influent (range for the period of record) | 2.87–3.24 | 8.22–10.72 | mg/L | 3.83–11.45 | °C | Data not provided | N/A | Data not provided | N/A | 222–515.3 | mV | 561–2,255 | µS/cm | None | N/A | Data not provided | Data not provided | Data not provided | Data not provided | Data not provided | Data not provided | Data not provided | Data not provided | The short time period of the study and cold weather/cold influent water appear to have had an overall negative effect on establishing robust microbial communities and sustaining sulfate reduction. | Data not provided | Fresh dairy cow manure should be used rather than horse manure - Dairy manure has been shown to contain higher numbers and diversity of SRB than horse or other manure types. Must have a consistent ethanol dose to the barrels. | Data not provided | Successive alkalinity producing system (SAPS) with manure and limestone | Data not provided | All influent values are non-detect. Non-detect value is < 10. | ND = non-detect. A range of values is shown to reflect more than one day with the same influent.
Treatability Study Technical Memorandum, Blue Ledge Mine Superfund Site, Siskiyou County, California | BLUE LEDGE MINE | CAN000906063 | N/A | N/A | TSP04 | Post operations | BCR 4 | Passive | Successive alkalinity producing system (SAPS) | Pre-treatment | Discharge from reclaimed waste rock pile 1 (WRP1) area (adits, runoff, and groundwater seeps) | N | Pre-treatment | Data not provided | Rogue River – Siskiyou National Forest in Northern California/no constraints noted | Pilot | September - December 2012 | Alkalinity, Bicarbonate (as CaCO3) | Alkalinity, Bicarbonate (as CaCO3) | mg/L | N | N/A |  |  |  | ND | 89–870 | Not Applicable | [6 empty] | Data not provided | Data not provided | Data not provided | Data not provided | Data not provided | Data not provided | Data not provided | Data not provided |  | Influent (range for the period of record) | 2.87–3.24 | 8.22–10.72 | mg/L | 3.83–11.45 | °C | Data not provided | N/A | Data not provided | N/A | 222–515.3 | mV | 561–2,255 | µS/cm | None | N/A | Data not provided | Data not provided | Data not provided | Data not provided | Data not provided | Data not provided | Data not provided | Data not provided | The short time period of the study and cold weather/cold influent water appear to have had an overall negative effect on establishing robust microbial communities and sustaining sulfate reduction. | Data not provided | Fresh dairy cow manure should be used rather than horse manure - Dairy manure has been shown to contain higher numbers and diversity of SRB than horse or other manure types. Must have a consistent ethanol dose to the barrels. | Data not provided | Successive alkalinity producing system (SAPS) with manure and limestone | Data not provided | All influent values are non-detect. Non-detect value is < 10. | ND = non-detect. A range of values is shown to reflect more than one day with the same influent.
Treatability Study Technical Memorandum, Blue Ledge Mine Superfund Site, Siskiyou County, California | BLUE LEDGE MINE | CAN000906063 | N/A | N/A | TSP04 | Post operations | BCR 4 | Passive | Successive alkalinity producing system (SAPS) | Pre-treatment | Discharge from reclaimed waste rock pile 1 (WRP1) area (adits, runoff, and groundwater seeps) | N | Pre-treatment | Data not provided | Rogue River – Siskiyou National Forest in Northern California/no constraints noted | Pilot | September - December 2012 | Alkalinity, Bicarbonate (as CaCO3) | Alkalinity, Bicarbonate (as CaCO3) | mg/L | N | N/A | [6 empty] | 870 | ND | Not Applicable |  |  |  | Data not provided | Data not provided | Data not provided | Data not provided | Data not provided | Data not provided | Data not provided | Data not provided |  | Effluent | 7.15 | 4.64 | mg/L | 15.84 | °C | Data not provided | N/A | Data not provided | N/A | -24 | mV | 2969 | µS/cm | None | N/A | Data not provided | Data not provided | Data not provided | Data not provided | Data not provided | Data not provided | Data not provided | Data not provided | The short time period of the study and cold weather/cold influent water appear to have had an overall negative effect on establishing robust microbial communities and sustaining sulfate reduction. | Data not provided | Fresh dairy cow manure should be used rather than horse manure - Dairy manure has been shown to contain higher numbers and diversity of SRB than horse or other manure types. Must have a consistent ethanol dose to the barrels. | Data not provided | Successive alkalinity producing system (SAPS) with manure and limestone | Data not provided | All influent values are non-detect. Non-detect value is < 10. | ND = non-detect
Treatability Study Technical Memorandum, Blue Ledge Mine Superfund Site, Siskiyou County, California | BLUE LEDGE MINE | CAN000906063 | N/A | N/A | TSP04 | Post operations | BCR 4 | Passive | Successive alkalinity producing system (SAPS) | Pre-treatment | Discharge from reclaimed waste rock pile 1 (WRP1) area (adits, runoff, and groundwater seeps) | N | Pre-treatment | Data not provided | Rogue River – Siskiyou National Forest in Northern California/no constraints noted | Pilot | September - December 2012 | Alkalinity, Bicarbonate (as CaCO3) | Alkalinity, Bicarbonate (as CaCO3) | mg/L | N | N/A | [9 empty] | 89 | ND | Not Applicable | Data not provided | Data not provided | Data not provided | Data not provided | Data not provided | Data not provided | Data not provided | Data not provided |  | Effluent | 6.98 | 2.44 | mg/L | 5.35 | °C | Data not provided | N/A | Data not provided | N/A | -150.4 | mV | 638 | µS/cm | None | N/A | Data not provided | Data not provided | Data not provided | Data not provided | Data not provided | Data not provided | Data not provided | Data not provided | The short time period of the study and cold weather/cold influent water appear to have had an overall negative effect on establishing robust microbial communities and sustaining sulfate reduction. | Data not provided | Fresh dairy cow manure should be used rather than horse manure - Dairy manure has been shown to contain higher numbers and diversity of SRB than horse or other manure types. Must have a consistent ethanol dose to the barrels. | Data not provided | Successive alkalinity producing system (SAPS) with manure and limestone | Data not provided | All influent values are non-detect. Non-detect value is < 10. | ND = non-detect
Treatability Study Technical Memorandum, Blue Ledge Mine Superfund Site, Siskiyou County, California | BLUE LEDGE MINE | CAN000906063 | N/A | N/A | TSP05 | Post operations | BCR 5 | Passive | Successive alkalinity producing system (SAPS) | Pre-treatment | Discharge from reclaimed waste rock pile 1 (WRP1) area (adits, runoff, and groundwater seeps) | N | Pre-treatment | Data not provided | Rogue River – Siskiyou National Forest in Northern California/no constraints noted | Pilot | September - December 2012 | Alkalinity, Bicarbonate (as CaCO3) | Alkalinity, Bicarbonate (as CaCO3) | mg/L | N | N/A | ND | 100–900 | Not Applicable | [9 empty] | Data not provided | Data not provided | Data not provided | Data not provided | Data not provided | Data not provided | Data not provided | Data not provided |  | Influent (range for the period of record) | 2.87–3.24 | 8.22–10.72 | mg/L | 3.83–11.45 | °C | Data not provided | N/A | Data not provided | N/A | 222–515.3 | mV | 561–2,255 | µS/cm | None | N/A | Data not provided | Data not provided | Data not provided | Data not provided | Data not provided | Data not provided | Data not provided | Data not provided | The short time period of the study and cold weather/cold influent water appear to have had an overall negative effect on establishing robust microbial communities and sustaining sulfate reduction. | Data not provided | Fresh dairy cow manure should be used rather than horse manure - Dairy manure has been shown to contain higher numbers and diversity of SRB than horse or other manure types. Must have a consistent ethanol dose to the barrels. | Data not provided | Same as BCR 4 with the addition of ethanol. Successive alkalinity producing system (SAPS) with manure and limestone | Data not provided | All influent values are non-detect. Non-detect value is < 10. | ND = non-detect. A range of values is shown to reflect more than one day with the same influent.
Treatability Study Technical Memorandum, Blue Ledge Mine Superfund Site, Siskiyou County, California | BLUE LEDGE MINE | CAN000906063 | N/A | N/A | TSP05 | Post operations | BCR 5 | Passive | Successive alkalinity producing system (SAPS) | Pre-treatment | Discharge from reclaimed waste rock pile 1 (WRP1) area (adits, runoff, and groundwater seeps) | N | Pre-treatment | Data not provided | Rogue River – Siskiyou National Forest in Northern California/no constraints noted | Pilot | September - December 2012 | Alkalinity, Bicarbonate (as CaCO3) | Alkalinity, Bicarbonate (as CaCO3) | mg/L | N | N/A |  |  |  | ND | 100–900 | Not Applicable | [6 empty] | Data not provided | Data not provided | Data not provided | Data not provided | Data not provided | Data not provided | Data not provided | Data not provided |  | Influent (range for the period of record) | 2.87–3.24 | 8.22–10.72 | mg/L | 3.83–11.45 | °C | Data not provided | N/A | Data not provided | N/A | 222–515.3 | mV | 561–2,255 | µS/cm | None | N/A | Data not provided | Data not provided | Data not provided | Data not provided | Data not provided | Data not provided | Data not provided | Data not provided | The short time period of the study and cold weather/cold influent water appear to have had an overall negative effect on establishing robust microbial communities and sustaining sulfate reduction. | Data not provided | Fresh dairy cow manure should be used rather than horse manure - Dairy manure has been shown to contain higher numbers and diversity of SRB than horse or other manure types. Must have a consistent ethanol dose to the barrels. | Data not provided | Same as BCR 4 with the addition of ethanol. Successive alkalinity producing system (SAPS) with manure and limestone | Data not provided | All influent values are non-detect. Non-detect value is < 10. | ND = non-detect. A range of values is shown to reflect more than one day with the same influent.
Treatability Study Technical Memorandum, Blue Ledge Mine Superfund Site, Siskiyou County, California | BLUE LEDGE MINE | CAN000906063 | N/A | N/A | TSP05 | Post operations | BCR 5 | Passive | Successive alkalinity producing system (SAPS) | Pre-treatment | Discharge from reclaimed waste rock pile 1 (WRP1) area (adits, runoff, and groundwater seeps) | N | Pre-treatment | Data not provided | Rogue River – Siskiyou National Forest in Northern California/no constraints noted | Pilot | September - December 2012 | Alkalinity, Bicarbonate (as CaCO3) | Alkalinity, Bicarbonate (as CaCO3) | mg/L | N | N/A | [6 empty] | 900 | ND | Not Applicable |  |  |  | Data not provided | Data not provided | Data not provided | Data not provided | Data not provided | Data not provided | Data not provided | Data not provided |  | Effluent | 6.14 | 7.74 | mg/L | 15.79 | °C | Data not provided | N/A | Data not provided | N/A | 78.9 | mV | 4040 | µS/cm | None | N/A | Data not provided | Data not provided | Data not provided | Data not provided | Data not provided | Data not provided | Data not provided | Data not provided | The short time period of the study and cold weather/cold influent water appear to have had an overall negative effect on establishing robust microbial communities and sustaining sulfate reduction. | Data not provided | Fresh dairy cow manure should be used rather than horse manure - Dairy manure has been shown to contain higher numbers and diversity of SRB than horse or other manure types. Must have a consistent ethanol dose to the barrels. | Data not provided | Same as BCR 4 with the addition of ethanol. Successive alkalinity producing system (SAPS) with manure and limestone | Data not provided | All influent values are non-detect. Non-detect value is < 10. | ND = non-detect
Treatability Study Technical Memorandum, Blue Ledge Mine Superfund Site, Siskiyou County, California | BLUE LEDGE MINE | CAN000906063 | N/A | N/A | TSP05 | Post operations | BCR 5 | Passive | Successive alkalinity producing system (SAPS) | Pre-treatment | Discharge from reclaimed waste rock pile 1 (WRP1) area (adits, runoff, and groundwater seeps) | N | Pre-treatment | Data not provided | Rogue River – Siskiyou National Forest in Northern California/no constraints noted | Pilot | September - December 2012 | Alkalinity, Bicarbonate (as CaCO3) | Alkalinity, Bicarbonate (as CaCO3) | mg/L | N | N/A | [9 empty] | 100 | ND | Not Applicable | Data not provided | Data not provided | Data not provided | Data not provided | Data not provided | Data not provided | Data not provided | Data not provided |  | Effluent | 6.28 | 3.61 | mg/L | 9.41 | °C | Data not provided | N/A | Data not provided | N/A | 3.4 | mV | 2129 | µS/cm | None | N/A | Data not provided | Data not provided | Data not provided | Data not provided | Data not provided | Data not provided | Data not provided | Data not provided | The short time period of the study and cold weather/cold influent water appear to have had an overall negative effect on establishing robust microbial communities and sustaining sulfate reduction. | Data not provided | Fresh dairy cow manure should be used rather than horse manure - Dairy manure has been shown to contain higher numbers and diversity of SRB than horse or other manure types. Must have a consistent ethanol dose to the barrels. | Data not provided | Same as BCR 4 with the addition of ethanol. Successive alkalinity producing system (SAPS) with manure and limestone | Data not provided | All influent values are non-detect. Non-detect value is < 10. | ND = non-detect
Treatability Study Technical Memorandum, Blue Ledge Mine Superfund Site, Siskiyou County, California | BLUE LEDGE MINE | CAN000906063 | N/A | N/A | TSP01 | Post operations | BCR 1 | Passive | Biochemical reactor (BCR) | No pre-treatment | Discharge from reclaimed waste rock pile 1 (WRP1) area (adits, runoff, and groundwater seeps) | N | BCR without pre-treatment | Data not provided | Rogue River – Siskiyou National Forest in Northern California/no constraints noted | Pilot | September - December 2012 | Alkalinity, Carbonate (as CaCO3) | Alkalinity, Carbonate (as CaCO3) | mg/L | N | N/A | ND | < 10–8.2 | Not Applicable | [9 empty] | Data not provided | Data not provided | Data not provided | Data not provided | Data not provided | Data not provided | Data not provided | Data not provided |  | Influent (range for the period of record) | 2.87–3.24 | 8.22–10.72 | mg/L | 3.83–11.45 | °C | Data not provided | N/A | Data not provided | N/A | 222–515.3 | mV | 561–2,255 | µS/cm | None | N/A | Data not provided | Data not provided | Data not provided | Data not provided | Data not provided | Data not provided | Data not provided | Data not provided | The short time period of the study and cold weather/cold influent water appear to have had an overall negative effect on establishing robust microbial communities and sustaining sulfate reduction. | Data not provided | Fresh dairy cow manure should be used rather than horse manure - Dairy manure has been shown to contain higher numbers and diversity of SRB than horse or other manure types. Must have a consistent ethanol dose to the barrels. | Data not provided | Substrate: standard wood based substrate (wood chips and sawdust) | Data not provided | All influent values are non-detect. Non-detect value is < 10. | ND = non-detect. A range of values is shown to reflect more than one day with the same influent.
Treatability Study Technical Memorandum, Blue Ledge Mine Superfund Site, Siskiyou County, California | BLUE LEDGE MINE | CAN000906063 | N/A | N/A | TSP01 | Post operations | BCR 1 | Passive | Biochemical reactor (BCR) | No pre-treatment | Discharge from reclaimed waste rock pile 1 (WRP1) area (adits, runoff, and groundwater seeps) | N | BCR without pre-treatment | Data not provided | Rogue River – Siskiyou National Forest in Northern California/no constraints noted | Pilot | September - December 2012 | Alkalinity, Carbonate (as CaCO3) | Alkalinity, Carbonate (as CaCO3) | mg/L | N | N/A |  |  |  | ND | < 10–8.2 | Not Applicable | [6 empty] | Data not provided | Data not provided | Data not provided | Data not provided | Data not provided | Data not provided | Data not provided | Data not provided |  | Influent (range for the period of record) | 2.87–3.24 | 8.22–10.72 | mg/L | 3.83–11.45 | °C | Data not provided | N/A | Data not provided | N/A | 222–515.3 | mV | 561–2,255 | µS/cm | None | N/A | Data not provided | Data not provided | Data not provided | Data not provided | Data not provided | Data not provided | Data not provided | Data not provided | The short time period of the study and cold weather/cold influent water appear to have had an overall negative effect on establishing robust microbial communities and sustaining sulfate reduction. | Data not provided | Fresh dairy cow manure should be used rather than horse manure - Dairy manure has been shown to contain higher numbers and diversity of SRB than horse or other manure types. Must have a consistent ethanol dose to the barrels. | Data not provided | Substrate: standard wood based substrate (wood chips and sawdust) | Data not provided | All influent values are non-detect. Non-detect value is < 10. | ND = non-detect. A range of values is shown to reflect more than one day with the same influent.
Treatability Study Technical Memorandum, Blue Ledge Mine Superfund Site, Siskiyou County, California | BLUE LEDGE MINE | CAN000906063 | N/A | N/A | TSP01 | Post operations | BCR 1 | Passive | Biochemical reactor (BCR) | No pre-treatment | Discharge from reclaimed waste rock pile 1 (WRP1) area (adits, runoff, and groundwater seeps) | N | BCR without pre-treatment | Data not provided | Rogue River – Siskiyou National Forest in Northern California/no constraints noted | Pilot | September - December 2012 | Alkalinity, Carbonate (as CaCO3) | Alkalinity, Carbonate (as CaCO3) | mg/L | N | N/A | [6 empty] | 8.2 | ND | Not Applicable |  |  |  | Data not provided | Data not provided | Data not provided | Data not provided | Data not provided | Data not provided | Data not provided | Data not provided |  | Effluent | 6.5 | 2.27 | mg/L | 10.13 | °C | Data not provided | N/A | Data not provided | N/A | -43 | mV | 2538 | µS/cm | None | N/A | Data not provided | Data not provided | Data not provided | Data not provided | Data not provided | Data not provided | Data not provided | Data not provided | The short time period of the study and cold weather/cold influent water appear to have had an overall negative effect on establishing robust microbial communities and sustaining sulfate reduction. | Data not provided | Fresh dairy cow manure should be used rather than horse manure - Dairy manure has been shown to contain higher numbers and diversity of SRB than horse or other manure types. Must have a consistent ethanol dose to the barrels. | Data not provided | Substrate: standard wood based substrate (wood chips and sawdust) | Data not provided | Multiple limits of detection over time of study. Value is the max effluent value not qualified as non-detect. Non-detect value is < 10. | ND = non-detect.
Treatability Study Technical Memorandum, Blue Ledge Mine Superfund Site, Siskiyou County, California | BLUE LEDGE MINE | CAN000906063 | N/A | N/A | TSP01 | Post operations | BCR 1 | Passive | Biochemical reactor (BCR) | No pre-treatment | Discharge from reclaimed waste rock pile 1 (WRP1) area (adits, runoff, and groundwater seeps) | N | BCR without pre-treatment | Data not provided | Rogue River – Siskiyou National Forest in Northern California/no constraints noted | Pilot | September - December 2012 | Alkalinity, Carbonate (as CaCO3) | Alkalinity, Carbonate (as CaCO3) | mg/L | N | N/A | [9 empty] | 8.2 | ND | Not Applicable | Data not provided | Data not provided | Data not provided | Data not provided | Data not provided | Data not provided | Data not provided | Data not provided |  | Effluent | 6.5 | 2.27 | mg/L | 10.13 | °C | Data not provided | N/A | Data not provided | N/A | -43 | mV | 2538 | µS/cm | None | N/A | Data not provided | Data not provided | Data not provided | Data not provided | Data not provided | Data not provided | Data not provided | Data not provided | The short time period of the study and cold weather/cold influent water appear to have had an overall negative effect on establishing robust microbial communities and sustaining sulfate reduction. | Data not provided | Fresh dairy cow manure should be used rather than horse manure - Dairy manure has been shown to contain higher numbers and diversity of SRB than horse or other manure types. Must have a consistent ethanol dose to the barrels. | Data not provided | Substrate: standard wood based substrate (wood chips and sawdust) | Data not provided | Multiple limits of detection over time of study. Value is the min effluent value not qualified as non-detect. Non-detect value is < 10. | ND = non-detect.
Treatability Study Technical Memorandum, Blue Ledge Mine Superfund Site, Siskiyou County, California | BLUE LEDGE MINE | CAN000906063 | N/A | N/A | TSP02 | Post operations | BCR 2 | Passive | Biochemical reactor (BCR) | No pre-treatment | Discharge from reclaimed waste rock pile 1 (WRP1) area (adits, runoff, and groundwater seeps) | N | BCR without pre-treatment | Data not provided | Rogue River – Siskiyou National Forest in Northern California/no constraints noted | Pilot | September - December 2012 | Alkalinity, Carbonate (as CaCO3) | Alkalinity, Carbonate (as CaCO3) | mg/L | N | N/A | ND | < 10 | Not Applicable | [9 empty] | Data not provided | Data not provided | Data not provided | Data not provided | Data not provided | Data not provided | Data not provided | Data not provided |  | Influent (range for the period of record) | 2.87–3.24 | 8.22–10.72 | mg/L | 3.83–11.45 | °C | Data not provided | N/A | Data not provided | N/A | 222–515.3 | mV | 561–2,255 | µS/cm | None | N/A | Data not provided | Data not provided | Data not provided | Data not provided | Data not provided | Data not provided | Data not provided | Data not provided | The short time period of the study and cold weather/cold influent water appear to have had an overall negative effect on establishing robust microbial communities and sustaining sulfate reduction. | Data not provided | Fresh dairy cow manure should be used rather than horse manure - Dairy manure has been shown to contain higher numbers and diversity of SRB than horse or other manure types. Must have a consistent ethanol dose to the barrels. | Data not provided | Substrate: standard wood based substrate (wood chips and sawdust) with compost (horse manure) | Data not provided | All influent and effluent values are non-detect. Non-detect value is < 10. | ND = non-detect.
Treatability Study Technical Memorandum, Blue Ledge Mine Superfund Site, Siskiyou County, California | BLUE LEDGE MINE | CAN000906063 | N/A | N/A | TSP02 | Post operations | BCR 2 | Passive | Biochemical reactor (BCR) | No pre-treatment | Discharge from reclaimed waste rock pile 1 (WRP1) area (adits, runoff, and groundwater seeps) | N | BCR without pre-treatment | Data not provided | Rogue River – Siskiyou National Forest in Northern California/no constraints noted | Pilot | September - December 2012 | Alkalinity, Carbonate (as CaCO3) | Alkalinity, Carbonate (as CaCO3) | mg/L | N | N/A |  |  |  | ND | < 10 | Not Applicable | [6 empty] | Data not provided | Data not provided | Data not provided | Data not provided | Data not provided | Data not provided | Data not provided | Data not provided |  | Influent (range for the period of record) | 2.87–3.24 | 8.22–10.72 | mg/L | 3.83–11.45 | °C | Data not provided | N/A | Data not provided | N/A | 222–515.3 | mV | 561–2,255 | µS/cm | None | N/A | Data not provided | Data not provided | Data not provided | Data not provided | Data not provided | Data not provided | Data not provided | Data not provided | The short time period of the study and cold weather/cold influent water appear to have had an overall negative effect on establishing robust microbial communities and sustaining sulfate reduction. | Data not provided | Fresh dairy cow manure should be used rather than horse manure - Dairy manure has been shown to contain higher numbers and diversity of SRB than horse or other manure types. Must have a consistent ethanol dose to the barrels. | Data not provided | Substrate: standard wood based substrate (wood chips and sawdust) with compost (horse manure) | Data not provided | All influent and effluent values are non-detect. Non-detect value is < 10. | ND = non-detect.
Treatability Study Technical Memorandum, Blue Ledge Mine Superfund Site, Siskiyou County, California | BLUE LEDGE MINE | CAN000906063 | N/A | N/A | TSP02 | Post operations | BCR 2 | Passive | Biochemical reactor (BCR) | No pre-treatment | Discharge from reclaimed waste rock pile 1 (WRP1) area (adits, runoff, and groundwater seeps) | N | BCR without pre-treatment | Data not provided | Rogue River – Siskiyou National Forest in Northern California/no constraints noted | Pilot | September - December 2012 | Alkalinity, Carbonate (as CaCO3) | Alkalinity, Carbonate (as CaCO3) | mg/L | N | N/A | [6 empty] | ND | ND | Not Applicable |  |  |  | Data not provided | Data not provided | Data not provided | Data not provided | Data not provided | Data not provided | Data not provided | Data not provided |  | Effluent (range for the period of record) | 5.55–6.57 | 1.89–5.45 | mg/L | 5.29–14.93 | °C | Data not provided | N/A | Data not provided | N/A | (-)163.7–79 | mV | 695–5,425 | µS/cm | None | N/A | Data not provided | Data not provided | Data not provided | Data not provided | Data not provided | Data not provided | Data not provided | Data not provided | The short time period of the study and cold weather/cold influent water appear to have had an overall negative effect on establishing robust microbial communities and sustaining sulfate reduction. | Data not provided | Fresh dairy cow manure should be used rather than horse manure - Dairy manure has been shown to contain higher numbers and diversity of SRB than horse or other manure types. Must have a consistent ethanol dose to the barrels. | Data not provided | Substrate: standard wood based substrate (wood chips and sawdust) with compost (horse manure) | Data not provided | All influent and effluent values are non-detect. Non-detect value is < 10. | ND = non-detect.
Treatability Study Technical Memorandum, Blue Ledge Mine Superfund Site, Siskiyou County, California | BLUE LEDGE MINE | CAN000906063 | N/A | N/A | TSP02 | Post operations | BCR 2 | Passive | Biochemical reactor (BCR) | No pre-treatment | Discharge from reclaimed waste rock pile 1 (WRP1) area (adits, runoff, and groundwater seeps) | N | BCR without pre-treatment | Data not provided | Rogue River – Siskiyou National Forest in Northern California/no constraints noted | Pilot | September - December 2012 | Alkalinity, Carbonate (as CaCO3) | Alkalinity, Carbonate (as CaCO3) | mg/L | N | N/A | [9 empty] | ND | ND | Not Applicable | Data not provided | Data not provided | Data not provided | Data not provided | Data not provided | Data not provided | Data not provided | Data not provided |  | Effluent (range for the period of record) | 5.55–6.57 | 1.89–5.45 | mg/L | 5.29–14.93 | °C | Data not provided | N/A | Data not provided | N/A | (-)163.7–79 | mV | 695–5,425 | µS/cm | None | N/A | Data not provided | Data not provided | Data not provided | Data not provided | Data not provided | Data not provided | Data not provided | Data not provided | The short time period of the study and cold weather/cold influent water appear to have had an overall negative effect on establishing robust microbial communities and sustaining sulfate reduction. | Data not provided | Fresh dairy cow manure should be used rather than horse manure - Dairy manure has been shown to contain higher numbers and diversity of SRB than horse or other manure types. Must have a consistent ethanol dose to the barrels. | Data not provided | Substrate: standard wood based substrate (wood chips and sawdust) with compost (horse manure) | Data not provided | All influent and effluent values are non-detect. Non-detect value is < 10. | ND = non-detect.
Treatability Study Technical Memorandum, Blue Ledge Mine Superfund Site, Siskiyou County, California | BLUE LEDGE MINE | CAN000906063 | N/A | N/A | TSP03 | Post operations | BCR 3 | Passive | Biochemical reactor (BCR) | No pre-treatment | Discharge from reclaimed waste rock pile 1 (WRP1) area (adits, runoff, and groundwater seeps) | N | BCR without pre-treatment | Data not provided | Rogue River – Siskiyou National Forest in Northern California/no constraints noted | Pilot | September - December 2012 | Alkalinity, Carbonate (as CaCO3) | Alkalinity, Carbonate (as CaCO3) | mg/L | N | N/A | ND | < 10 | Not Applicable | [9 empty] | Data not provided | Data not provided | Data not provided | Data not provided | Data not provided | Data not provided | Data not provided | Data not provided |  | Influent (range for the period of record) | 2.87–3.24 | 8.22–10.72 | mg/L | 3.83–11.45 | °C | Data not provided | N/A | Data not provided | N/A | 222–515.3 | mV | 561–2,255 | µS/cm | None | N/A | Data not provided | Data not provided | Data not provided | Data not provided | Data not provided | Data not provided | Data not provided | Data not provided | The short time period of the study and cold weather/cold influent water appear to have had an overall negative effect on establishing robust microbial communities and sustaining sulfate reduction. | Data not provided | Fresh dairy cow manure should be used rather than horse manure - Dairy manure has been shown to contain higher numbers and diversity of SRB than horse or other manure types. Must have a consistent ethanol dose to the barrels. | Data not provided | Substrate: ChitoRem | Data not provided | All influent and effluent values are non-detect. Non-detect value is < 10. | ND = non-detect. A range of values is shown to reflect more than one day with the same influent.
Treatability Study Technical Memorandum, Blue Ledge Mine Superfund Site, Siskiyou County, California | BLUE LEDGE MINE | CAN000906063 | N/A | N/A | TSP03 | Post operations | BCR 3 | Passive | Biochemical reactor (BCR) | No pre-treatment | Discharge from reclaimed waste rock pile 1 (WRP1) area (adits, runoff, and groundwater seeps) | N | BCR without pre-treatment | Data not provided | Rogue River – Siskiyou National Forest in Northern California/no constraints noted | Pilot | September - December 2012 | Alkalinity, Carbonate (as CaCO3) | Alkalinity, Carbonate (as CaCO3) | mg/L | N | N/A |  |  |  | ND | < 10 | Not Applicable | [6 empty] | Data not provided | Data not provided | Data not provided | Data not provided | Data not provided | Data not provided | Data not provided | Data not provided |  | Influent (range for the period of record) | 2.87–3.24 | 8.22–10.72 | mg/L | 3.83–11.45 | °C | Data not provided | N/A | Data not provided | N/A | 222–515.3 | mV | 561–2,255 | µS/cm | None | N/A | Data not provided | Data not provided | Data not provided | Data not provided | Data not provided | Data not provided | Data not provided | Data not provided | The short time period of the study and cold weather/cold influent water appear to have had an overall negative effect on establishing robust microbial communities and sustaining sulfate reduction. | Data not provided | Fresh dairy cow manure should be used rather than horse manure - Dairy manure has been shown to contain higher numbers and diversity of SRB than horse or other manure types. Must have a consistent ethanol dose to the barrels. | Data not provided | Substrate: ChitoRem | Data not provided | All influent and effluent values are non-detect. Non-detect value is < 10. | ND = non-detect. A range of values is shown to reflect more than one day with the same influent.
Treatability Study Technical Memorandum, Blue Ledge Mine Superfund Site, Siskiyou County, California | BLUE LEDGE MINE | CAN000906063 | N/A | N/A | TSP03 | Post operations | BCR 3 | Passive | Biochemical reactor (BCR) | No pre-treatment | Discharge from reclaimed waste rock pile 1 (WRP1) area (adits, runoff, and groundwater seeps) | N | BCR without pre-treatment | Data not provided | Rogue River – Siskiyou National Forest in Northern California/no constraints noted | Pilot | September - December 2012 | Alkalinity, Carbonate (as CaCO3) | Alkalinity, Carbonate (as CaCO3) | mg/L | N | N/A | [6 empty] | ND | ND | Not Applicable |  |  |  | Data not provided | Data not provided | Data not provided | Data not provided | Data not provided | Data not provided | Data not provided | Data not provided |  | Effluent (range for the period of record) | 6.98–7.05 | 1.21–6.48 | mg/L | 5.47–15.37 | °C | Data not provided | N/A | Data not provided | N/A | (-)196–5.4 | mV | 3,074–30,050 | µS/cm | None | N/A | Data not provided | Data not provided | Data not provided | Data not provided | Data not provided | Data not provided | Data not provided | Data not provided | The short time period of the study and cold weather/cold influent water appear to have had an overall negative effect on establishing robust microbial communities and sustaining sulfate reduction. | Data not provided | Fresh dairy cow manure should be used rather than horse manure - Dairy manure has been shown to contain higher numbers and diversity of SRB than horse or other manure types. Must have a consistent ethanol dose to the barrels. | Data not provided | Substrate: ChitoRem | Data not provided | All influent and effluent values are non-detect. Non-detect value is < 10. | ND = non-detect.
Treatability Study Technical Memorandum, Blue Ledge Mine Superfund Site, Siskiyou County, California | BLUE LEDGE MINE | CAN000906063 | N/A | N/A | TSP03 | Post operations | BCR 3 | Passive | Biochemical reactor (BCR) | No pre-treatment | Discharge from reclaimed waste rock pile 1 (WRP1) area (adits, runoff, and groundwater seeps) | N | BCR without pre-treatment | Data not provided | Rogue River – Siskiyou National Forest in Northern California/no constraints noted | Pilot | September - December 2012 | Alkalinity, Carbonate (as CaCO3) | Alkalinity, Carbonate (as CaCO3) | mg/L | N | N/A | [9 empty] | ND | ND | Not Applicable | Data not provided | Data not provided | Data not provided | Data not provided | Data not provided | Data not provided | Data not provided | Data not provided |  | Effluent (range for the period of record) | 6.98–7.05 | 1.21–6.48 | mg/L | 5.47–15.37 | °C | Data not provided | N/A | Data not provided | N/A | (-)196–5.4 | mV | 3,074–30,050 | µS/cm | None | N/A | Data not provided | Data not provided | Data not provided | Data not provided | Data not provided | Data not provided | Data not provided | Data not provided | The short time period of the study and cold weather/cold influent water appear to have had an overall negative effect on establishing robust microbial communities and sustaining sulfate reduction. | Data not provided | Fresh dairy cow manure should be used rather than horse manure - Dairy manure has been shown to contain higher numbers and diversity of SRB than horse or other manure types. Must have a consistent ethanol dose to the barrels. | Data not provided | Substrate: ChitoRem | Data not provided | All influent and effluent values are non-detect. Non-detect value is < 10. | ND = non-detect.
Treatability Study Technical Memorandum, Blue Ledge Mine Superfund Site, Siskiyou County, California | BLUE LEDGE MINE | CAN000906063 | N/A | N/A | TSP04 | Post operations | BCR 4 | Passive | Successive alkalinity producing system (SAPS) | Pre-treatment | Discharge from reclaimed waste rock pile 1 (WRP1) area (adits, runoff, and groundwater seeps) | N | Pre-treatment | Data not provided | Rogue River – Siskiyou National Forest in Northern California/no constraints noted | Pilot | September - December 2012 | Alkalinity, Carbonate (as CaCO3) | Alkalinity, Carbonate (as CaCO3) | mg/L | N | N/A | ND | < 10 | Not Applicable | [9 empty] | Data not provided | Data not provided | Data not provided | Data not provided | Data not provided | Data not provided | Data not provided | Data not provided |  | Influent (range for the period of record) | 2.87–3.24 | 8.22–10.72 | mg/L | 3.83–11.45 | °C | Data not provided | N/A | Data not provided | N/A | 222–515.3 | mV | 561–2,255 | µS/cm | None | N/A | Data not provided | Data not provided | Data not provided | Data not provided | Data not provided | Data not provided | Data not provided | Data not provided | The short time period of the study and cold weather/cold influent water appear to have had an overall negative effect on establishing robust microbial communities and sustaining sulfate reduction. | Data not provided | Fresh dairy cow manure should be used rather than horse manure - Dairy manure has been shown to contain higher numbers and diversity of SRB than horse or other manure types. Must have a consistent ethanol dose to the barrels. | Data not provided | Successive alkalinity producing system (SAPS) with manure and limestone | Data not provided | All influent and effluent values are non-detect. Non-detect value is < 10. | ND = non-detect. A range of values is shown to reflect more than one day with the same influent.
Treatability Study Technical Memorandum, Blue Ledge Mine Superfund Site, Siskiyou County, California | BLUE LEDGE MINE | CAN000906063 | N/A | N/A | TSP04 | Post operations | BCR 4 | Passive | Successive alkalinity producing system (SAPS) | Pre-treatment | Discharge from reclaimed waste rock pile 1 (WRP1) area (adits, runoff, and groundwater seeps) | N | Pre-treatment | Data not provided | Rogue River – Siskiyou National Forest in Northern California/no constraints noted | Pilot | September - December 2012 | Alkalinity, Carbonate (as CaCO3) | Alkalinity, Carbonate (as CaCO3) | mg/L | N | N/A |  |  |  | ND | < 10 | Not Applicable | [6 empty] | Data not provided | Data not provided | Data not provided | Data not provided | Data not provided | Data not provided | Data not provided | Data not provided |  | Influent (range for the period of record) | 2.87–3.24 | 8.22–10.72 | mg/L | 3.83–11.45 | °C | Data not provided | N/A | Data not provided | N/A | 222–515.3 | mV | 561–2,255 | µS/cm | None | N/A | Data not provided | Data not provided | Data not provided | Data not provided | Data not provided | Data not provided | Data not provided | Data not provided | The short time period of the study and cold weather/cold influent water appear to have had an overall negative effect on establishing robust microbial communities and sustaining sulfate reduction. | Data not provided | Fresh dairy cow manure should be used rather than horse manure - Dairy manure has been shown to contain higher numbers and diversity of SRB than horse or other manure types. Must have a consistent ethanol dose to the barrels. | Data not provided | Successive alkalinity producing system (SAPS) with manure and limestone | Data not provided | All influent and effluent values are non-detect. Non-detect value is < 10. | ND = non-detect. A range of values is shown to reflect more than one day with the same influent.
Treatability Study Technical Memorandum, Blue Ledge Mine Superfund Site, Siskiyou County, California | BLUE LEDGE MINE | CAN000906063 | N/A | N/A | TSP04 | Post operations | BCR 4 | Passive | Successive alkalinity producing system (SAPS) | Pre-treatment | Discharge from reclaimed waste rock pile 1 (WRP1) area (adits, runoff, and groundwater seeps) | N | Pre-treatment | Data not provided | Rogue River – Siskiyou National Forest in Northern California/no constraints noted | Pilot | September - December 2012 | Alkalinity, Carbonate (as CaCO3) | Alkalinity, Carbonate (as CaCO3) | mg/L | N | N/A | [6 empty] | ND | ND | Not Applicable |  |  |  | Data not provided | Data not provided | Data not provided | Data not provided | Data not provided | Data not provided | Data not provided | Data not provided |  | Effluent (range for the period of record) | 6.81–7.15 | 0.82–7.22 | mg/L | 4.5–15.84 | °C | Data not provided | N/A | Data not provided | N/A | (-)229.5–50.7 | mV | 638–2,969 | µS/cm | None | N/A | Data not provided | Data not provided | Data not provided | Data not provided | Data not provided | Data not provided | Data not provided | Data not provided | The short time period of the study and cold weather/cold influent water appear to have had an overall negative effect on establishing robust microbial communities and sustaining sulfate reduction. | Data not provided | Fresh dairy cow manure should be used rather than horse manure - Dairy manure has been shown to contain higher numbers and diversity of SRB than horse or other manure types. Must have a consistent ethanol dose to the barrels. | Data not provided | Successive alkalinity producing system (SAPS) with manure and limestone | Data not provided | All influent and effluent values are non-detect. Non-detect value is < 10. | ND = non-detect.
Treatability Study Technical Memorandum, Blue Ledge Mine Superfund Site, Siskiyou County, California | BLUE LEDGE MINE | CAN000906063 | N/A | N/A | TSP04 | Post operations | BCR 4 | Passive | Successive alkalinity producing system (SAPS) | Pre-treatment | Discharge from reclaimed waste rock pile 1 (WRP1) area (adits, runoff, and groundwater seeps) | N | Pre-treatment | Data not provided | Rogue River – Siskiyou National Forest in Northern California/no constraints noted | Pilot | September - December 2012 | Alkalinity, Carbonate (as CaCO3) | Alkalinity, Carbonate (as CaCO3) | mg/L | N | N/A | [9 empty] | ND | ND | Not Applicable | Data not provided | Data not provided | Data not provided | Data not provided | Data not provided | Data not provided | Data not provided | Data not provided |  | Effluent (range for the period of record) | 6.81–7.15 | 0.82–7.22 | mg/L | 4.5–15.84 | °C | Data not provided | N/A | Data not provided | N/A | (-)229.5–50.7 | mV | 638–2,969 | µS/cm | None | N/A | Data not provided | Data not provided | Data not provided | Data not provided | Data not provided | Data not provided | Data not provided | Data not provided | The short time period of the study and cold weather/cold influent water appear to have had an overall negative effect on establishing robust microbial communities and sustaining sulfate reduction. | Data not provided | Fresh dairy cow manure should be used rather than horse manure - Dairy manure has been shown to contain higher numbers and diversity of SRB than horse or other manure types. Must have a consistent ethanol dose to the barrels. | Data not provided | Successive alkalinity producing system (SAPS) with manure and limestone | Data not provided | All influent and effluent values are non-detect. Non-detect value is < 10. | ND = non-detect.
Treatability Study Technical Memorandum, Blue Ledge Mine Superfund Site, Siskiyou County, California | BLUE LEDGE MINE | CAN000906063 | N/A | N/A | TSP05 | Post operations | BCR 5 | Passive | Successive alkalinity producing system (SAPS) | Pre-treatment | Discharge from reclaimed waste rock pile 1 (WRP1) area (adits, runoff, and groundwater seeps) | N | Pre-treatment | Data not provided | Rogue River – Siskiyou National Forest in Northern California/no constraints noted | Pilot | September - December 2012 | Alkalinity, Carbonate (as CaCO3) | Alkalinity, Carbonate (as CaCO3) | mg/L | N | N/A | ND | < 10 | Not Applicable | [9 empty] | Data not provided | Data not provided | Data not provided | Data not provided | Data not provided | Data not provided | Data not provided | Data not provided |  | Influent (range for the period of record) | 2.87–3.24 | 8.22–10.72 | mg/L | 3.83–11.45 | °C | Data not provided | N/A | Data not provided | N/A | 222–515.3 | mV | 561–2,255 | µS/cm | None | N/A | Data not provided | Data not provided | Data not provided | Data not provided | Data not provided | Data not provided | Data not provided | Data not provided | The short time period of the study and cold weather/cold influent water appear to have had an overall negative effect on establishing robust microbial communities and sustaining sulfate reduction. | Data not provided | Fresh dairy cow manure should be used rather than horse manure - Dairy manure has been shown to contain higher numbers and diversity of SRB than horse or other manure types. Must have a consistent ethanol dose to the barrels. | Data not provided | Same as BCR 4 with the addition of ethanol. Successive alkalinity producing system (SAPS) with manure and limestone | Data not provided | All influent and effluent values are non-detect. Non-detect value is < 10. | ND = non-detect. A range of values is shown to reflect more than one day with the same influent.
Treatability Study Technical Memorandum, Blue Ledge Mine Superfund Site, Siskiyou County, California | BLUE LEDGE MINE | CAN000906063 | N/A | N/A | TSP05 | Post operations | BCR 5 | Passive | Successive alkalinity producing system (SAPS) | Pre-treatment | Discharge from reclaimed waste rock pile 1 (WRP1) area (adits, runoff, and groundwater seeps) | N | Pre-treatment | Data not provided | Rogue River – Siskiyou National Forest in Northern California/no constraints noted | Pilot | September - December 2012 | Alkalinity, Carbonate (as CaCO3) | Alkalinity, Carbonate (as CaCO3) | mg/L | N | N/A |  |  |  | ND | < 10 | Not Applicable | [6 empty] | Data not provided | Data not provided | Data not provided | Data not provided | Data not provided | Data not provided | Data not provided | Data not provided |  | Influent (range for the period of record) | 2.87–3.24 | 8.22–10.72 | mg/L | 3.83–11.45 | °C | Data not provided | N/A | Data not provided | N/A | 222–515.3 | mV | 561–2,255 | µS/cm | None | N/A | Data not provided | Data not provided | Data not provided | Data not provided | Data not provided | Data not provided | Data not provided | Data not provided | The short time period of the study and cold weather/cold influent water appear to have had an overall negative effect on establishing robust microbial communities and sustaining sulfate reduction. | Data not provided | Fresh dairy cow manure should be used rather than horse manure - Dairy manure has been shown to contain higher numbers and diversity of SRB than horse or other manure types. Must have a consistent ethanol dose to the barrels. | Data not provided | Same as BCR 4 with the addition of ethanol. Successive alkalinity producing system (SAPS) with manure and limestone | Data not provided | All influent and effluent values are non-detect. Non-detect value is < 10. | ND = non-detect. A range of values is shown to reflect more than one day with the same influent.
Treatability Study Technical Memorandum, Blue Ledge Mine Superfund Site, Siskiyou County, California | BLUE LEDGE MINE | CAN000906063 | N/A | N/A | TSP05 | Post operations | BCR 5 | Passive | Successive alkalinity producing system (SAPS) | Pre-treatment | Discharge from reclaimed waste rock pile 1 (WRP1) area (adits, runoff, and groundwater seeps) | N | Pre-treatment | Data not provided | Rogue River – Siskiyou National Forest in Northern California/no constraints noted | Pilot | September - December 2012 | Alkalinity, Carbonate (as CaCO3) | Alkalinity, Carbonate (as CaCO3) | mg/L | N | N/A | [6 empty] | ND | ND | Not Applicable |  |  |  | Data not provided | Data not provided | Data not provided | Data not provided | Data not provided | Data not provided | Data not provided | Data not provided |  | Effluent (range for the period of record) | 6.14–6.99 | 0.87–7.74 | mg/L | 4.63–15.79 | °C | Data not provided | N/A | Data not provided | N/A | (-)226.9–78.9 | mV | 670–4,338 | µS/cm | None | N/A | Data not provided | Data not provided | Data not provided | Data not provided | Data not provided | Data not provided | Data not provided | Data not provided | The short time period of the study and cold weather/cold influent water appear to have had an overall negative effect on establishing robust microbial communities and sustaining sulfate reduction. | Data not provided | Fresh dairy cow manure should be used rather than horse manure - Dairy manure has been shown to contain higher numbers and diversity of SRB than horse or other manure types. Must have a consistent ethanol dose to the barrels. | Data not provided | Same as BCR 4 with the addition of ethanol. Successive alkalinity producing system (SAPS) with manure and limestone | Data not provided | All influent and effluent values are non-detect. Non-detect value is < 10. | ND = non-detect.
Treatability Study Technical Memorandum, Blue Ledge Mine Superfund Site, Siskiyou County, California | BLUE LEDGE MINE | CAN000906063 | N/A | N/A | TSP05 | Post operations | BCR 5 | Passive | Successive alkalinity producing system (SAPS) | Pre-treatment | Discharge from reclaimed waste rock pile 1 (WRP1) area (adits, runoff, and groundwater seeps) | N | Pre-treatment | Data not provided | Rogue River – Siskiyou National Forest in Northern California/no constraints noted | Pilot | September - December 2012 | Alkalinity, Carbonate (as CaCO3) | Alkalinity, Carbonate (as CaCO3) | mg/L | N | N/A | [9 empty] | ND | ND | Not Applicable | Data not provided | Data not provided | Data not provided | Data not provided | Data not provided | Data not provided | Data not provided | Data not provided |  | Effluent (range for the period of record) | 6.14–6.99 | 0.87–7.74 | mg/L | 4.63–15.79 | °C | Data not provided | N/A | Data not provided | N/A | (-)226.9–78.9 | mV | 670–4,338 | µS/cm | None | N/A | Data not provided | Data not provided | Data not provided | Data not provided | Data not provided | Data not provided | Data not provided | Data not provided | The short time period of the study and cold weather/cold influent water appear to have had an overall negative effect on establishing robust microbial communities and sustaining sulfate reduction. | Data not provided | Fresh dairy cow manure should be used rather than horse manure - Dairy manure has been shown to contain higher numbers and diversity of SRB than horse or other manure types. Must have a consistent ethanol dose to the barrels. | Data not provided | Same as BCR 4 with the addition of ethanol. Successive alkalinity producing system (SAPS) with manure and limestone | Data not provided | All influent and effluent values are non-detect. Non-detect value is < 10. | ND = non-detect.
Treatability Study Technical Memorandum, Blue Ledge Mine Superfund Site, Siskiyou County, California | BLUE LEDGE MINE | CAN000906063 | N/A | N/A | TSP01 | Post operations | BCR 1 | Passive | Biochemical reactor (BCR) | No pre-treatment | Discharge from reclaimed waste rock pile 1 (WRP1) area (adits, runoff, and groundwater seeps) | N | BCR without pre-treatment | Data not provided | Rogue River – Siskiyou National Forest in Northern California/no constraints noted | Pilot | September - December 2012 | Alkalinity, Hydroxide (as CaCO3) | Alkalinity, Hydroxide (as CaCO3) | mg/L | N | N/A | ND | < 10 | Not Applicable | [9 empty] | Data not provided | Data not provided | Data not provided | Data not provided | Data not provided | Data not provided | Data not provided | Data not provided |  | Influent (range for the period of record) | 2.87–3.24 | 8.22–10.72 | mg/L | 3.83–11.45 | °C | Data not provided | N/A | Data not provided | N/A | 222–515.3 | mV | 561–2,255 | µS/cm | None | N/A | Data not provided | Data not provided | Data not provided | Data not provided | Data not provided | Data not provided | Data not provided | Data not provided | The short time period of the study and cold weather/cold influent water appear to have had an overall negative effect on establishing robust microbial communities and sustaining sulfate reduction. | Data not provided | Fresh dairy cow manure should be used rather than horse manure - Dairy manure has been shown to contain higher numbers and diversity of SRB than horse or other manure types. Must have a consistent ethanol dose to the barrels. | Data not provided | Substrate: standard wood based substrate (wood chips and sawdust) | Data not provided | All influent and effluent values are non-detect. Non-detect value is < 10. | ND = non-detect.
Treatability Study Technical Memorandum, Blue Ledge Mine Superfund Site, Siskiyou County, California | BLUE LEDGE MINE | CAN000906063 | N/A | N/A | TSP01 | Post operations | BCR 1 | Passive | Biochemical reactor (BCR) | No pre-treatment | Discharge from reclaimed waste rock pile 1 (WRP1) area (adits, runoff, and groundwater seeps) | N | BCR without pre-treatment | Data not provided | Rogue River – Siskiyou National Forest in Northern California/no constraints noted | Pilot | September - December 2012 | Alkalinity, Hydroxide (as CaCO3) | Alkalinity, Hydroxide (as CaCO3) | mg/L | N | N/A |  |  |  | ND | < 10 | Not Applicable | [6 empty] | Data not provided | Data not provided | Data not provided | Data not provided | Data not provided | Data not provided | Data not provided | Data not provided |  | Influent (range for the period of record) | 2.87–3.24 | 8.22–10.72 | mg/L | 3.83–11.45 | °C | Data not provided | N/A | Data not provided | N/A | 222–515.3 | mV | 561–2,255 | µS/cm | None | N/A | Data not provided | Data not provided | Data not provided | Data not provided | Data not provided | Data not provided | Data not provided | Data not provided | The short time period of the study and cold weather/cold influent water appear to have had an overall negative effect on establishing robust microbial communities and sustaining sulfate reduction. | Data not provided | Fresh dairy cow manure should be used rather than horse manure - Dairy manure has been shown to contain higher numbers and diversity of SRB than horse or other manure types. Must have a consistent ethanol dose to the barrels. | Data not provided | Substrate: standard wood based substrate (wood chips and sawdust) | Data not provided | All influent and effluent values are non-detect. Non-detect value is < 10. | ND = non-detect.
Treatability Study Technical Memorandum, Blue Ledge Mine Superfund Site, Siskiyou County, California | BLUE LEDGE MINE | CAN000906063 | N/A | N/A | TSP01 | Post operations | BCR 1 | Passive | Biochemical reactor (BCR) | No pre-treatment | Discharge from reclaimed waste rock pile 1 (WRP1) area (adits, runoff, and groundwater seeps) | N | BCR without pre-treatment | Data not provided | Rogue River – Siskiyou National Forest in Northern California/no constraints noted | Pilot | September - December 2012 | Alkalinity, Hydroxide (as CaCO3) | Alkalinity, Hydroxide (as CaCO3) | mg/L | N | N/A | [6 empty] | ND | ND | Not Applicable |  |  |  | Data not provided | Data not provided | Data not provided | Data not provided | Data not provided | Data not provided | Data not provided | Data not provided |  | Effluent (range for the period of record) | 5.71–6.75 | 1.03–8.05 | mg/L | 4.08–14.73 | °C | Data not provided | N/A | Data not provided | N/A | (-)78.3–249.4 | mV | 799–5,058 | µS/cm | None | N/A | Data not provided | Data not provided | Data not provided | Data not provided | Data not provided | Data not provided | Data not provided | Data not provided | The short time period of the study and cold weather/cold influent water appear to have had an overall negative effect on establishing robust microbial communities and sustaining sulfate reduction. | Data not provided | Fresh dairy cow manure should be used rather than horse manure - Dairy manure has been shown to contain higher numbers and diversity of SRB than horse or other manure types. Must have a consistent ethanol dose to the barrels. | Data not provided | Substrate: standard wood based substrate (wood chips and sawdust) | Data not provided | All influent and effluent values are non-detect. Non-detect value is < 10. | ND = non-detect.
Treatability Study Technical Memorandum, Blue Ledge Mine Superfund Site, Siskiyou County, California | BLUE LEDGE MINE | CAN000906063 | N/A | N/A | TSP01 | Post operations | BCR 1 | Passive | Biochemical reactor (BCR) | No pre-treatment | Discharge from reclaimed waste rock pile 1 (WRP1) area (adits, runoff, and groundwater seeps) | N | BCR without pre-treatment | Data not provided | Rogue River – Siskiyou National Forest in Northern California/no constraints noted | Pilot | September - December 2012 | Alkalinity, Hydroxide (as CaCO3) | Alkalinity, Hydroxide (as CaCO3) | mg/L | N | N/A | [9 empty] | ND | ND | Not Applicable | Data not provided | Data not provided | Data not provided | Data not provided | Data not provided | Data not provided | Data not provided | Data not provided |  | Effluent (range for the period of record) | 5.71–6.75 | 1.03–8.05 | mg/L | 4.08–14.73 | °C | Data not provided | N/A | Data not provided | N/A | (-)78.3–249.4 | mV | 799–5,058 | µS/cm | None | N/A | Data not provided | Data not provided | Data not provided | Data not provided | Data not provided | Data not provided | Data not provided | Data not provided | The short time period of the study and cold weather/cold influent water appear to have had an overall negative effect on establishing robust microbial communities and sustaining sulfate reduction. | Data not provided | Fresh dairy cow manure should be used rather than horse manure - Dairy manure has been shown to contain higher numbers and diversity of SRB than horse or other manure types. Must have a consistent ethanol dose to the barrels. | Data not provided | Substrate: standard wood based substrate (wood chips and sawdust) | Data not provided | All influent and effluent values are non-detect. Non-detect value is < 10. | ND = non-detect.
Treatability Study Technical Memorandum, Blue Ledge Mine Superfund Site, Siskiyou County, California | BLUE LEDGE MINE | CAN000906063 | N/A | N/A | TSP02 | Post operations | BCR 2 | Passive | Biochemical reactor (BCR) | No pre-treatment | Discharge from reclaimed waste rock pile 1 (WRP1) area (adits, runoff, and groundwater seeps) | N | BCR without pre-treatment | Data not provided | Rogue River – Siskiyou National Forest in Northern California/no constraints noted | Pilot | September - December 2012 | Alkalinity, Hydroxide (as CaCO3) | Alkalinity, Hydroxide (as CaCO3) | mg/L | N | N/A | ND | < 10 | Not Applicable | [9 empty] | Data not provided | Data not provided | Data not provided | Data not provided | Data not provided | Data not provided | Data not provided | Data not provided |  | Influent (range for the period of record) | 2.87–3.24 | 8.22–10.72 | mg/L | 3.83–11.45 | °C | Data not provided | N/A | Data not provided | N/A | 222–515.3 | mV | 561–2,255 | µS/cm | None | N/A | Data not provided | Data not provided | Data not provided | Data not provided | Data not provided | Data not provided | Data not provided | Data not provided | The short time period of the study and cold weather/cold influent water appear to have had an overall negative effect on establishing robust microbial communities and sustaining sulfate reduction. | Data not provided | Fresh dairy cow manure should be used rather than horse manure - Dairy manure has been shown to contain higher numbers and diversity of SRB than horse or other manure types. Must have a consistent ethanol dose to the barrels. | Data not provided | Substrate: standard wood based substrate (wood chips and sawdust) with compost (horse manure) | Data not provided | All influent and effluent values are non-detect. Non-detect value is < 10. | ND = non-detect.
Treatability Study Technical Memorandum, Blue Ledge Mine Superfund Site, Siskiyou County, California | BLUE LEDGE MINE | CAN000906063 | N/A | N/A | TSP02 | Post operations | BCR 2 | Passive | Biochemical reactor (BCR) | No pre-treatment | Discharge from reclaimed waste rock pile 1 (WRP1) area (adits, runoff, and groundwater seeps) | N | BCR without pre-treatment | Data not provided | Rogue River – Siskiyou National Forest in Northern California/no constraints noted | Pilot | September - December 2012 | Alkalinity, Hydroxide (as CaCO3) | Alkalinity, Hydroxide (as CaCO3) | mg/L | N | N/A |  |  |  | ND | < 10 | Not Applicable | [6 empty] | Data not provided | Data not provided | Data not provided | Data not provided | Data not provided | Data not provided | Data not provided | Data not provided |  | Influent (range for the period of record) | 2.87–3.24 | 8.22–10.72 | mg/L | 3.83–11.45 | °C | Data not provided | N/A | Data not provided | N/A | 222–515.3 | mV | 561–2,255 | µS/cm | None | N/A | Data not provided | Data not provided | Data not provided | Data not provided | Data not provided | Data not provided | Data not provided | Data not provided | The short time period of the study and cold weather/cold influent water appear to have had an overall negative effect on establishing robust microbial communities and sustaining sulfate reduction. | Data not provided | Fresh dairy cow manure should be used rather than horse manure - Dairy manure has been shown to contain higher numbers and diversity of SRB than horse or other manure types. Must have a consistent ethanol dose to the barrels. | Data not provided | Substrate: standard wood based substrate (wood chips and sawdust) with compost (horse manure) | Data not provided | All influent and effluent values are non-detect. Non-detect value is < 10. | ND = non-detect.
Treatability Study Technical Memorandum, Blue Ledge Mine Superfund Site, Siskiyou County, California | BLUE LEDGE MINE | CAN000906063 | N/A | N/A | TSP02 | Post operations | BCR 2 | Passive | Biochemical reactor (BCR) | No pre-treatment | Discharge from reclaimed waste rock pile 1 (WRP1) area (adits, runoff, and groundwater seeps) | N | BCR without pre-treatment | Data not provided | Rogue River – Siskiyou National Forest in Northern California/no constraints noted | Pilot | September - December 2012 | Alkalinity, Hydroxide (as CaCO3) | Alkalinity, Hydroxide (as CaCO3) | mg/L | N | N/A | [6 empty] | ND | ND | Not Applicable |  |  |  | Data not provided | Data not provided | Data not provided | Data not provided | Data not provided | Data not provided | Data not provided | Data not provided |  | Effluent (range for the period of record) | 5.55–6.57 | 1.89–5.45 | mg/L | 5.29–14.93 | °C | Data not provided | N/A | Data not provided | N/A | (-)163.7–79 | mV | 695–5,425 | µS/cm | None | N/A | Data not provided | Data not provided | Data not provided | Data not provided | Data not provided | Data not provided | Data not provided | Data not provided | The short time period of the study and cold weather/cold influent water appear to have had an overall negative effect on establishing robust microbial communities and sustaining sulfate reduction. | Data not provided | Fresh dairy cow manure should be used rather than horse manure - Dairy manure has been shown to contain higher numbers and diversity of SRB than horse or other manure types. Must have a consistent ethanol dose to the barrels. | Data not provided | Substrate: standard wood based substrate (wood chips and sawdust) with compost (horse manure) | Data not provided | All influent and effluent values are non-detect. Non-detect value is < 10. | ND = non-detect.
Treatability Study Technical Memorandum, Blue Ledge Mine Superfund Site, Siskiyou County, California | BLUE LEDGE MINE | CAN000906063 | N/A | N/A | TSP02 | Post operations | BCR 2 | Passive | Biochemical reactor (BCR) | No pre-treatment | Discharge from reclaimed waste rock pile 1 (WRP1) area (adits, runoff, and groundwater seeps) | N | BCR without pre-treatment | Data not provided | Rogue River – Siskiyou National Forest in Northern California/no constraints noted | Pilot | September - December 2012 | Alkalinity, Hydroxide (as CaCO3) | Alkalinity, Hydroxide (as CaCO3) | mg/L | N | N/A | [9 empty] | ND | ND | Not Applicable | Data not provided | Data not provided | Data not provided | Data not provided | Data not provided | Data not provided | Data not provided | Data not provided |  | Effluent (range for the period of record) | 5.55–6.57 | 1.89–5.45 | mg/L | 5.29–14.93 | °C | Data not provided | N/A | Data not provided | N/A | (-)163.7–79 | mV | 695–5,425 | µS/cm | None | N/A | Data not provided | Data not provided | Data not provided | Data not provided | Data not provided | Data not provided | Data not provided | Data not provided | The short time period of the study and cold weather/cold influent water appear to have had an overall negative effect on establishing robust microbial communities and sustaining sulfate reduction. | Data not provided | Fresh dairy cow manure should be used rather than horse manure - Dairy manure has been shown to contain higher numbers and diversity of SRB than horse or other manure types. Must have a consistent ethanol dose to the barrels. | Data not provided | Substrate: standard wood based substrate (wood chips and sawdust) with compost (horse manure) | Data not provided | All influent and effluent values are non-detect. Non-detect value is < 10. | ND = non-detect.
Treatability Study Technical Memorandum, Blue Ledge Mine Superfund Site, Siskiyou County, California | BLUE LEDGE MINE | CAN000906063 | N/A | N/A | TSP03 | Post operations | BCR 3 | Passive | Biochemical reactor (BCR) | No pre-treatment | Discharge from reclaimed waste rock pile 1 (WRP1) area (adits, runoff, and groundwater seeps) | N | BCR without pre-treatment | Data not provided | Rogue River – Siskiyou National Forest in Northern California/no constraints noted | Pilot | September - December 2012 | Alkalinity, Hydroxide (as CaCO3) | Alkalinity, Hydroxide (as CaCO3) | mg/L | N | N/A | ND | < 10 | Not Applicable | [9 empty] | Data not provided | Data not provided | Data not provided | Data not provided | Data not provided | Data not provided | Data not provided | Data not provided |  | Influent (range for the period of record) | 2.87–3.24 | 8.22–10.72 | mg/L | 3.83–11.45 | °C | Data not provided | N/A | Data not provided | N/A | 222–515.3 | mV | 561–2,255 | µS/cm | None | N/A | Data not provided | Data not provided | Data not provided | Data not provided | Data not provided | Data not provided | Data not provided | Data not provided | The short time period of the study and cold weather/cold influent water appear to have had an overall negative effect on establishing robust microbial communities and sustaining sulfate reduction. | Data not provided | Fresh dairy cow manure should be used rather than horse manure - Dairy manure has been shown to contain higher numbers and diversity of SRB than horse or other manure types. Must have a consistent ethanol dose to the barrels. | Data not provided | Substrate: ChitoRem | Data not provided | All influent and effluent values are non-detect. Non-detect value is < 10. | ND = non-detect.
Treatability Study Technical Memorandum, Blue Ledge Mine Superfund Site, Siskiyou County, California | BLUE LEDGE MINE | CAN000906063 | N/A | N/A | TSP03 | Post operations | BCR 3 | Passive | Biochemical reactor (BCR) | No pre-treatment | Discharge from reclaimed waste rock pile 1 (WRP1) area (adits, runoff, and groundwater seeps) | N | BCR without pre-treatment | Data not provided | Rogue River – Siskiyou National Forest in Northern California/no constraints noted | Pilot | September - December 2012 | Alkalinity, Hydroxide (as CaCO3) | Alkalinity, Hydroxide (as CaCO3) | mg/L | N | N/A |  |  |  | ND | < 10 | Not Applicable | [6 empty] | Data not provided | Data not provided | Data not provided | Data not provided | Data not provided | Data not provided | Data not provided | Data not provided |  | Influent (range for the period of record) | 2.87–3.24 | 8.22–10.72 | mg/L | 3.83–11.45 | °C | Data not provided | N/A | Data not provided | N/A | 222–515.3 | mV | 561–2,255 | µS/cm | None | N/A | Data not provided | Data not provided | Data not provided | Data not provided | Data not provided | Data not provided | Data not provided | Data not provided | The short time period of the study and cold weather/cold influent water appear to have had an overall negative effect on establishing robust microbial communities and sustaining sulfate reduction. | Data not provided | Fresh dairy cow manure should be used rather than horse manure - Dairy manure has been shown to contain higher numbers and diversity of SRB than horse or other manure types. Must have a consistent ethanol dose to the barrels. | Data not provided | Substrate: ChitoRem | Data not provided | All influent and effluent values are non-detect. Non-detect value is < 10. | ND = non-detect.
Treatability Study Technical Memorandum, Blue Ledge Mine Superfund Site, Siskiyou County, California | BLUE LEDGE MINE | CAN000906063 | N/A | N/A | TSP03 | Post operations | BCR 3 | Passive | Biochemical reactor (BCR) | No pre-treatment | Discharge from reclaimed waste rock pile 1 (WRP1) area (adits, runoff, and groundwater seeps) | N | BCR without pre-treatment | Data not provided | Rogue River – Siskiyou National Forest in Northern California/no constraints noted | Pilot | September - December 2012 | Alkalinity, Hydroxide (as CaCO3) | Alkalinity, Hydroxide (as CaCO3) | mg/L | N | N/A | [6 empty] | ND | ND | Not Applicable |  |  |  | Data not provided | Data not provided | Data not provided | Data not provided | Data not provided | Data not provided | Data not provided | Data not provided |  | Effluent (range for the period of record) | 6.98–7.05 | 1.21–6.48 | mg/L | 5.47–15.37 | °C | Data not provided | N/A | Data not provided | N/A | (-)196–5.4 | mV | 3,074–30,050 | µS/cm | None | N/A | Data not provided | Data not provided | Data not provided | Data not provided | Data not provided | Data not provided | Data not provided | Data not provided | The short time period of the study and cold weather/cold influent water appear to have had an overall negative effect on establishing robust microbial communities and sustaining sulfate reduction. | Data not provided | Fresh dairy cow manure should be used rather than horse manure - Dairy manure has been shown to contain higher numbers and diversity of SRB than horse or other manure types. Must have a consistent ethanol dose to the barrels. | Data not provided | Substrate: ChitoRem | Data not provided | All influent and effluent values are non-detect. Non-detect value is < 10. | ND = non-detect.
Treatability Study Technical Memorandum, Blue Ledge Mine Superfund Site, Siskiyou County, California | BLUE LEDGE MINE | CAN000906063 | N/A | N/A | TSP03 | Post operations | BCR 3 | Passive | Biochemical reactor (BCR) | No pre-treatment | Discharge from reclaimed waste rock pile 1 (WRP1) area (adits, runoff, and groundwater seeps) | N | BCR without pre-treatment | Data not provided | Rogue River – Siskiyou National Forest in Northern California/no constraints noted | Pilot | September - December 2012 | Alkalinity, Hydroxide (as CaCO3) | Alkalinity, Hydroxide (as CaCO3) | mg/L | N | N/A | [9 empty] | ND | ND | Not Applicable | Data not provided | Data not provided | Data not provided | Data not provided | Data not provided | Data not provided | Data not provided | Data not provided |  | Effluent (range for the period of record) | 6.98–7.05 | 1.21–6.48 | mg/L | 5.47–15.37 | °C | Data not provided | N/A | Data not provided | N/A | (-)196–5.4 | mV | 3,074–30,050 | µS/cm | None | N/A | Data not provided | Data not provided | Data not provided | Data not provided | Data not provided | Data not provided | Data not provided | Data not provided | The short time period of the study and cold weather/cold influent water appear to have had an overall negative effect on establishing robust microbial communities and sustaining sulfate reduction. | Data not provided | Fresh dairy cow manure should be used rather than horse manure - Dairy manure has been shown to contain higher numbers and diversity of SRB than horse or other manure types. Must have a consistent ethanol dose to the barrels. | Data not provided | Substrate: ChitoRem | Data not provided | All influent and effluent values are non-detect. Non-detect value is < 10. | ND = non-detect.
Treatability Study Technical Memorandum, Blue Ledge Mine Superfund Site, Siskiyou County, California | BLUE LEDGE MINE | CAN000906063 | N/A | N/A | TSP04 | Post operations | BCR 4 | Passive | Successive alkalinity producing system (SAPS) | Pre-treatment | Discharge from reclaimed waste rock pile 1 (WRP1) area (adits, runoff, and groundwater seeps) | N | Pre-treatment | Data not provided | Rogue River – Siskiyou National Forest in Northern California/no constraints noted | Pilot | September - December 2012 | Alkalinity, Hydroxide (as CaCO3) | Alkalinity, Hydroxide (as CaCO3) | mg/L | N | N/A | ND | < 10 | Not Applicable | [9 empty] | Data not provided | Data not provided | Data not provided | Data not provided | Data not provided | Data not provided | Data not provided | Data not provided |  | Influent (range for the period of record) | 2.87–3.24 | 8.22–10.72 | mg/L | 3.83–11.45 | °C | Data not provided | N/A | Data not provided | N/A | 222–515.3 | mV | 561–2,255 | µS/cm | None | N/A | Data not provided | Data not provided | Data not provided | Data not provided | Data not provided | Data not provided | Data not provided | Data not provided | The short time period of the study and cold weather/cold influent water appear to have had an overall negative effect on establishing robust microbial communities and sustaining sulfate reduction. | Data not provided | Fresh dairy cow manure should be used rather than horse manure - Dairy manure has been shown to contain higher numbers and diversity of SRB than horse or other manure types. Must have a consistent ethanol dose to the barrels. | Data not provided | Successive alkalinity producing system (SAPS) with manure and limestone | Data not provided | All influent and effluent values are non-detect. Non-detect value is < 10. | ND = non-detect.
Treatability Study Technical Memorandum, Blue Ledge Mine Superfund Site, Siskiyou County, California | BLUE LEDGE MINE | CAN000906063 | N/A | N/A | TSP04 | Post operations | BCR 4 | Passive | Successive alkalinity producing system (SAPS) | Pre-treatment | Discharge from reclaimed waste rock pile 1 (WRP1) area (adits, runoff, and groundwater seeps) | N | Pre-treatment | Data not provided | Rogue River – Siskiyou National Forest in Northern California/no constraints noted | Pilot | September - December 2012 | Alkalinity, Hydroxide (as CaCO3) | Alkalinity, Hydroxide (as CaCO3) | mg/L | N | N/A |  |  |  | ND | < 10 | Not Applicable | [6 empty] | Data not provided | Data not provided | Data not provided | Data not provided | Data not provided | Data not provided | Data not provided | Data not provided |  | Influent (range for the period of record) | 2.87–3.24 | 8.22–10.72 | mg/L | 3.83–11.45 | °C | Data not provided | N/A | Data not provided | N/A | 222–515.3 | mV | 561–2,255 | µS/cm | None | N/A | Data not provided | Data not provided | Data not provided | Data not provided | Data not provided | Data not provided | Data not provided | Data not provided | The short time period of the study and cold weather/cold influent water appear to have had an overall negative effect on establishing robust microbial communities and sustaining sulfate reduction. | Data not provided | Fresh dairy cow manure should be used rather than horse manure - Dairy manure has been shown to contain higher numbers and diversity of SRB than horse or other manure types. Must have a consistent ethanol dose to the barrels. | Data not provided | Successive alkalinity producing system (SAPS) with manure and limestone | Data not provided | All influent and effluent values are non-detect. Non-detect value is < 10. | ND = non-detect.
Treatability Study Technical Memorandum, Blue Ledge Mine Superfund Site, Siskiyou County, California | BLUE LEDGE MINE | CAN000906063 | N/A | N/A | TSP04 | Post operations | BCR 4 | Passive | Successive alkalinity producing system (SAPS) | Pre-treatment | Discharge from reclaimed waste rock pile 1 (WRP1) area (adits, runoff, and groundwater seeps) | N | Pre-treatment | Data not provided | Rogue River – Siskiyou National Forest in Northern California/no constraints noted | Pilot | September - December 2012 | Alkalinity, Hydroxide (as CaCO3) | Alkalinity, Hydroxide (as CaCO3) | mg/L | N | N/A | [6 empty] | ND | ND | Not Applicable |  |  |  | Data not provided | Data not provided | Data not provided | Data not provided | Data not provided | Data not provided | Data not provided | Data not provided |  | Effluent (range for the period of record) | 6.81–7.15 | 0.82–7.22 | mg/L | 4.5–15.84 | °C | Data not provided | N/A | Data not provided | N/A | (-)229.5–50.7 | mV | 638–2,969 | µS/cm | None | N/A | Data not provided | Data not provided | Data not provided | Data not provided | Data not provided | Data not provided | Data not provided | Data not provided | The short time period of the study and cold weather/cold influent water appear to have had an overall negative effect on establishing robust microbial communities and sustaining sulfate reduction. | Data not provided | Fresh dairy cow manure should be used rather than horse manure - Dairy manure has been shown to contain higher numbers and diversity of SRB than horse or other manure types. Must have a consistent ethanol dose to the barrels. | Data not provided | Successive alkalinity producing system (SAPS) with manure and limestone | Data not provided | All influent and effluent values are non-detect. Non-detect value is < 10. | ND = non-detect.
Treatability Study Technical Memorandum, Blue Ledge Mine Superfund Site, Siskiyou County, California | BLUE LEDGE MINE | CAN000906063 | N/A | N/A | TSP04 | Post operations | BCR 4 | Passive | Successive alkalinity producing system (SAPS) | Pre-treatment | Discharge from reclaimed waste rock pile 1 (WRP1) area (adits, runoff, and groundwater seeps) | N | Pre-treatment | Data not provided | Rogue River – Siskiyou National Forest in Northern California/no constraints noted | Pilot | September - December 2012 | Alkalinity, Hydroxide (as CaCO3) | Alkalinity, Hydroxide (as CaCO3) | mg/L | N | N/A | [9 empty] | ND | ND | Not Applicable | Data not provided | Data not provided | Data not provided | Data not provided | Data not provided | Data not provided | Data not provided | Data not provided |  | Effluent (range for the period of record) | 6.81–7.15 | 0.82–7.22 | mg/L | 4.5–15.84 | °C | Data not provided | N/A | Data not provided | N/A | (-)229.5–50.7 | mV | 638–2,969 | µS/cm | None | N/A | Data not provided | Data not provided | Data not provided | Data not provided | Data not provided | Data not provided | Data not provided | Data not provided | The short time period of the study and cold weather/cold influent water appear to have had an overall negative effect on establishing robust microbial communities and sustaining sulfate reduction. | Data not provided | Fresh dairy cow manure should be used rather than horse manure - Dairy manure has been shown to contain higher numbers and diversity of SRB than horse or other manure types. Must have a consistent ethanol dose to the barrels. | Data not provided | Successive alkalinity producing system (SAPS) with manure and limestone | Data not provided | All influent and effluent values are non-detect. Non-detect value is < 10. | ND = non-detect.
Treatability Study Technical Memorandum, Blue Ledge Mine Superfund Site, Siskiyou County, California | BLUE LEDGE MINE | CAN000906063 | N/A | N/A | TSP05 | Post operations | BCR 5 | Passive | Successive alkalinity producing system (SAPS) | Pre-treatment | Discharge from reclaimed waste rock pile 1 (WRP1) area (adits, runoff, and groundwater seeps) | N | Pre-treatment | Data not provided | Rogue River – Siskiyou National Forest in Northern California/no constraints noted | Pilot | September - December 2012 | Alkalinity, Hydroxide (as CaCO3) | Alkalinity, Hydroxide (as CaCO3) | mg/L | N | N/A | ND | < 10 | Not Applicable | [9 empty] | Data not provided | Data not provided | Data not provided | Data not provided | Data not provided | Data not provided | Data not provided | Data not provided |  | Influent (range for the period of record) | 2.87–3.24 | 8.22–10.72 | mg/L | 3.83–11.45 | °C | Data not provided | N/A | Data not provided | N/A | 222–515.3 | mV | 561–2,255 | µS/cm | None | N/A | Data not provided | Data not provided | Data not provided | Data not provided | Data not provided | Data not provided | Data not provided | Data not provided | The short time period of the study and cold weather/cold influent water appear to have had an overall negative effect on establishing robust microbial communities and sustaining sulfate reduction. | Data not provided | Fresh dairy cow manure should be used rather than horse manure - Dairy manure has been shown to contain higher numbers and diversity of SRB than horse or other manure types. Must have a consistent ethanol dose to the barrels. | Data not provided | Same as BCR 4 with the addition of ethanol. Successive alkalinity producing system (SAPS) with manure and limestone | Data not provided | All influent and effluent values are non-detect. Non-detect value is < 10. | ND = non-detect.
Treatability Study Technical Memorandum, Blue Ledge Mine Superfund Site, Siskiyou County, California | BLUE LEDGE MINE | CAN000906063 | N/A | N/A | TSP05 | Post operations | BCR 5 | Passive | Successive alkalinity producing system (SAPS) | Pre-treatment | Discharge from reclaimed waste rock pile 1 (WRP1) area (adits, runoff, and groundwater seeps) | N | Pre-treatment | Data not provided | Rogue River – Siskiyou National Forest in Northern California/no constraints noted | Pilot | September - December 2012 | Alkalinity, Hydroxide (as CaCO3) | Alkalinity, Hydroxide (as CaCO3) | mg/L | N | N/A |  |  |  | ND | < 10 | Not Applicable | [6 empty] | Data not provided | Data not provided | Data not provided | Data not provided | Data not provided | Data not provided | Data not provided | Data not provided |  | Influent (range for the period of record) | 2.87–3.24 | 8.22–10.72 | mg/L | 3.83–11.45 | °C | Data not provided | N/A | Data not provided | N/A | 222–515.3 | mV | 561–2,255 | µS/cm | None | N/A | Data not provided | Data not provided | Data not provided | Data not provided | Data not provided | Data not provided | Data not provided | Data not provided | The short time period of the study and cold weather/cold influent water appear to have had an overall negative effect on establishing robust microbial communities and sustaining sulfate reduction. | Data not provided | Fresh dairy cow manure should be used rather than horse manure - Dairy manure has been shown to contain higher numbers and diversity of SRB than horse or other manure types. Must have a consistent ethanol dose to the barrels. | Data not provided | Same as BCR 4 with the addition of ethanol. Successive alkalinity producing system (SAPS) with manure and limestone | Data not provided | All influent and effluent values are non-detect. Non-detect value is < 10. | ND = non-detect.
Treatability Study Technical Memorandum, Blue Ledge Mine Superfund Site, Siskiyou County, California | BLUE LEDGE MINE | CAN000906063 | N/A | N/A | TSP05 | Post operations | BCR 5 | Passive | Successive alkalinity producing system (SAPS) | Pre-treatment | Discharge from reclaimed waste rock pile 1 (WRP1) area (adits, runoff, and groundwater seeps) | N | Pre-treatment | Data not provided | Rogue River – Siskiyou National Forest in Northern California/no constraints noted | Pilot | September - December 2012 | Alkalinity, Hydroxide (as CaCO3) | Alkalinity, Hydroxide (as CaCO3) | mg/L | N | N/A | [6 empty] | ND | ND | Not Applicable |  |  |  | Data not provided | Data not provided | Data not provided | Data not provided | Data not provided | Data not provided | Data not provided | Data not provided |  | Effluent (range for the period of record) | 6.14–6.99 | 0.87–7.74 | mg/L | 4.63–15.79 | °C | Data not provided | N/A | Data not provided | N/A | (-)226.9–78.9 | mV | 670–4,338 | µS/cm | None | N/A | Data not provided | Data not provided | Data not provided | Data not provided | Data not provided | Data not provided | Data not provided | Data not provided | The short time period of the study and cold weather/cold influent water appear to have had an overall negative effect on establishing robust microbial communities and sustaining sulfate reduction. | Data not provided | Fresh dairy cow manure should be used rather than horse manure - Dairy manure has been shown to contain higher numbers and diversity of SRB than horse or other manure types. Must have a consistent ethanol dose to the barrels. | Data not provided | Same as BCR 4 with the addition of ethanol. Successive alkalinity producing system (SAPS) with manure and limestone | Data not provided | All influent and effluent values are non-detect. Non-detect value is < 10. | ND = non-detect.
Treatability Study Technical Memorandum, Blue Ledge Mine Superfund Site, Siskiyou County, California | BLUE LEDGE MINE | CAN000906063 | N/A | N/A | TSP05 | Post operations | BCR 5 | Passive | Successive alkalinity producing system (SAPS) | Pre-treatment | Discharge from reclaimed waste rock pile 1 (WRP1) area (adits, runoff, and groundwater seeps) | N | Pre-treatment | Data not provided | Rogue River – Siskiyou National Forest in Northern California/no constraints noted | Pilot | September - December 2012 | Alkalinity, Hydroxide (as CaCO3) | Alkalinity, Hydroxide (as CaCO3) | mg/L | N | N/A | [9 empty] | ND | ND | Not Applicable | Data not provided | Data not provided | Data not provided | Data not provided | Data not provided | Data not provided | Data not provided | Data not provided |  | Effluent (range for the period of record) | 6.14–6.99 | 0.87–7.74 | mg/L | 4.63–15.79 | °C | Data not provided | N/A | Data not provided | N/A | (-)226.9–78.9 | mV | 670–4,338 | µS/cm | None | N/A | Data not provided | Data not provided | Data not provided | Data not provided | Data not provided | Data not provided | Data not provided | Data not provided | The short time period of the study and cold weather/cold influent water appear to have had an overall negative effect on establishing robust microbial communities and sustaining sulfate reduction. | Data not provided | Fresh dairy cow manure should be used rather than horse manure - Dairy manure has been shown to contain higher numbers and diversity of SRB than horse or other manure types. Must have a consistent ethanol dose to the barrels. | Data not provided | Same as BCR 4 with the addition of ethanol. Successive alkalinity producing system (SAPS) with manure and limestone | Data not provided | All influent and effluent values are non-detect. Non-detect value is < 10. | ND = non-detect.
Treatability Study Technical Memorandum, Blue Ledge Mine Superfund Site, Siskiyou County, California | BLUE LEDGE MINE | CAN000906063 | N/A | N/A | TSP01 | Post operations | BCR 1 | Passive | Biochemical reactor (BCR) | No pre-treatment | Discharge from reclaimed waste rock pile 1 (WRP1) area (adits, runoff, and groundwater seeps) | N | BCR without pre-treatment | Data not provided | Rogue River – Siskiyou National Forest in Northern California/no constraints noted | Pilot | September - December 2012 | Ammonia | Ammonia (as N) | mg/L | N | N/A | 0.34 | 28 | -8135.2941 | [9 empty] | Data not provided | Data not provided | Data not provided | Data not provided | Data not provided | Data not provided | Data not provided | Data not provided |  | Influent | 2.87 | 10.72 | mg/L | 11.45 | °C | Data not provided | N/A | Data not provided | N/A | 222 | mV | 1137 | µS/cm | None | N/A | Data not provided | Data not provided | Data not provided | Data not provided | Data not provided | Data not provided | Data not provided | Data not provided | The short time period of the study and cold weather/cold influent water appear to have had an overall negative effect on establishing robust microbial communities and sustaining sulfate reduction. | Data not provided | Fresh dairy cow manure should be used rather than horse manure - Dairy manure has been shown to contain higher numbers and diversity of SRB than horse or other manure types. Must have a consistent ethanol dose to the barrels. | Data not provided | Substrate: standard wood based substrate (wood chips and sawdust) | Data not provided | There is only one influent observation.
Treatability Study Technical Memorandum, Blue Ledge Mine Superfund Site, Siskiyou County, California | BLUE LEDGE MINE | CAN000906063 | N/A | N/A | TSP01 | Post operations | BCR 1 | Passive | Biochemical reactor (BCR) | No pre-treatment | Discharge from reclaimed waste rock pile 1 (WRP1) area (adits, runoff, and groundwater seeps) | N | BCR without pre-treatment | Data not provided | Rogue River – Siskiyou National Forest in Northern California/no constraints noted | Pilot | September - December 2012 | Ammonia | Ammonia (as N) | mg/L | N | N/A |  |  |  | 0.34 | 28 | -8135.2941 | [6 empty] | Data not provided | Data not provided | Data not provided | Data not provided | Data not provided | Data not provided | Data not provided | Data not provided |  | Influent | 2.87 | 10.72 | mg/L | 11.45 | °C | Data not provided | N/A | Data not provided | N/A | 222 | mV | 1137 | µS/cm | None | N/A | Data not provided | Data not provided | Data not provided | Data not provided | Data not provided | Data not provided | Data not provided | Data not provided | The short time period of the study and cold weather/cold influent water appear to have had an overall negative effect on establishing robust microbial communities and sustaining sulfate reduction. | Data not provided | Fresh dairy cow manure should be used rather than horse manure - Dairy manure has been shown to contain higher numbers and diversity of SRB than horse or other manure types. Must have a consistent ethanol dose to the barrels. | Data not provided | Substrate: standard wood based substrate (wood chips and sawdust) | Data not provided | There is only one influent observation.
Treatability Study Technical Memorandum, Blue Ledge Mine Superfund Site, Siskiyou County, California | BLUE LEDGE MINE | CAN000906063 | N/A | N/A | TSP01 | Post operations | BCR 1 | Passive | Biochemical reactor (BCR) | No pre-treatment | Discharge from reclaimed waste rock pile 1 (WRP1) area (adits, runoff, and groundwater seeps) | N | BCR without pre-treatment | Data not provided | Rogue River – Siskiyou National Forest in Northern California/no constraints noted | Pilot | September - December 2012 | Ammonia | Ammonia (as N) | mg/L | N | N/A | [6 empty] | 28 | 0.34 | -8135.2941 |  |  |  | Data not provided | Data not provided | Data not provided | Data not provided | Data not provided | Data not provided | Data not provided | Data not provided |  | Effluent | 5.71–5.77 | 1.71–8.05 | mg/L | 10.76–14.73 | °C | Data not provided | N/A | Data not provided | N/A | 58.2–249.4 | mV | 2,656–5,058 | µS/cm | None | N/A | Data not provided | Data not provided | Data not provided | Data not provided | Data not provided | Data not provided | Data not provided | Data not provided | The short time period of the study and cold weather/cold influent water appear to have had an overall negative effect on establishing robust microbial communities and sustaining sulfate reduction. | Data not provided | Fresh dairy cow manure should be used rather than horse manure - Dairy manure has been shown to contain higher numbers and diversity of SRB than horse or other manure types. Must have a consistent ethanol dose to the barrels. | Data not provided | Substrate: standard wood based substrate (wood chips and sawdust) | Data not provided | There is only one influent observation.
Treatability Study Technical Memorandum, Blue Ledge Mine Superfund Site, Siskiyou County, California | BLUE LEDGE MINE | CAN000906063 | N/A | N/A | TSP01 | Post operations | BCR 1 | Passive | Biochemical reactor (BCR) | No pre-treatment | Discharge from reclaimed waste rock pile 1 (WRP1) area (adits, runoff, and groundwater seeps) | N | BCR without pre-treatment | Data not provided | Rogue River – Siskiyou National Forest in Northern California/no constraints noted | Pilot | September - December 2012 | Ammonia | Ammonia (as N) | mg/L | N | N/A | [9 empty] | 0.48 | Data not provided | Not Applicable | Data not provided | Data not provided | Data not provided | Data not provided | Data not provided | Data not provided | Data not provided | Data not provided |  | Effluent | 6.61 | 2.84 | mg/L | 5.33 | °C | Data not provided | N/A | Data not provided | N/A | -2.3 | mV | 799 | µS/cm | None | N/A | Data not provided | Data not provided | Data not provided | Data not provided | Data not provided | Data not provided | Data not provided | Data not provided | The short time period of the study and cold weather/cold influent water appear to have had an overall negative effect on establishing robust microbial communities and sustaining sulfate reduction. | Data not provided | Fresh dairy cow manure should be used rather than horse manure - Dairy manure has been shown to contain higher numbers and diversity of SRB than horse or other manure types. Must have a consistent ethanol dose to the barrels. | Data not provided | Substrate: standard wood based substrate (wood chips and sawdust) | Data not provided | There is only one influent observation.
Treatability Study Technical Memorandum, Blue Ledge Mine Superfund Site, Siskiyou County, California | BLUE LEDGE MINE | CAN000906063 | N/A | N/A | TSP02 | Post operations | BCR 2 | Passive | Biochemical reactor (BCR) | No pre-treatment | Discharge from reclaimed waste rock pile 1 (WRP1) area (adits, runoff, and groundwater seeps) | N | BCR without pre-treatment | Data not provided | Rogue River – Siskiyou National Forest in Northern California/no constraints noted | Pilot | September - December 2012 | Ammonia | Ammonia (as N) | mg/L | N | N/A | 0.34 | 47 | -13723.5294 | [9 empty] | Data not provided | Data not provided | Data not provided | Data not provided | Data not provided | Data not provided | Data not provided | Data not provided |  | Influent | 2.87 | 10.72 | mg/L | 11.45 | °C | Data not provided | N/A | Data not provided | N/A | 222 | mV | 1137 | µS/cm | None | N/A | Data not provided | Data not provided | Data not provided | Data not provided | Data not provided | Data not provided | Data not provided | Data not provided | The short time period of the study and cold weather/cold influent water appear to have had an overall negative effect on establishing robust microbial communities and sustaining sulfate reduction. | Data not provided | Fresh dairy cow manure should be used rather than horse manure - Dairy manure has been shown to contain higher numbers and diversity of SRB than horse or other manure types. Must have a consistent ethanol dose to the barrels. | Data not provided | Substrate: standard wood based substrate (wood chips and sawdust) with compost (horse manure) | Data not provided | There is only one influent observation.
Treatability Study Technical Memorandum, Blue Ledge Mine Superfund Site, Siskiyou County, California | BLUE LEDGE MINE | CAN000906063 | N/A | N/A | TSP02 | Post operations | BCR 2 | Passive | Biochemical reactor (BCR) | No pre-treatment | Discharge from reclaimed waste rock pile 1 (WRP1) area (adits, runoff, and groundwater seeps) | N | BCR without pre-treatment | Data not provided | Rogue River – Siskiyou National Forest in Northern California/no constraints noted | Pilot | September - December 2012 | Ammonia | Ammonia (as N) | mg/L | N | N/A |  |  |  | 0.34 | 47 | -13723.5294 | [6 empty] | Data not provided | Data not provided | Data not provided | Data not provided | Data not provided | Data not provided | Data not provided | Data not provided |  | Influent | 2.87 | 10.72 | mg/L | 11.45 | °C | Data not provided | N/A | Data not provided | N/A | 222 | mV | 1137 | µS/cm | None | N/A | Data not provided | Data not provided | Data not provided | Data not provided | Data not provided | Data not provided | Data not provided | Data not provided | The short time period of the study and cold weather/cold influent water appear to have had an overall negative effect on establishing robust microbial communities and sustaining sulfate reduction. | Data not provided | Fresh dairy cow manure should be used rather than horse manure - Dairy manure has been shown to contain higher numbers and diversity of SRB than horse or other manure types. Must have a consistent ethanol dose to the barrels. | Data not provided | Substrate: standard wood based substrate (wood chips and sawdust) with compost (horse manure) | Data not provided | There is only one influent observation.
Treatability Study Technical Memorandum, Blue Ledge Mine Superfund Site, Siskiyou County, California | BLUE LEDGE MINE | CAN000906063 | N/A | N/A | TSP02 | Post operations | BCR 2 | Passive | Biochemical reactor (BCR) | No pre-treatment | Discharge from reclaimed waste rock pile 1 (WRP1) area (adits, runoff, and groundwater seeps) | N | BCR without pre-treatment | Data not provided | Rogue River – Siskiyou National Forest in Northern California/no constraints noted | Pilot | September - December 2012 | Ammonia | Ammonia (as N) | mg/L | N | N/A | [6 empty] | 47 | 0.34 | -13723.5294 |  |  |  | Data not provided | Data not provided | Data not provided | Data not provided | Data not provided | Data not provided | Data not provided | Data not provided |  | Effluent | 5.55 | 5.45 | mg/L | 14.93 | °C | Data not provided | N/A | Data not provided | N/A | 79 | mV | 5425 | µS/cm | None | N/A | Data not provided | Data not provided | Data not provided | Data not provided | Data not provided | Data not provided | Data not provided | Data not provided | The short time period of the study and cold weather/cold influent water appear to have had an overall negative effect on establishing robust microbial communities and sustaining sulfate reduction. | Data not provided | Fresh dairy cow manure should be used rather than horse manure - Dairy manure has been shown to contain higher numbers and diversity of SRB than horse or other manure types. Must have a consistent ethanol dose to the barrels. | Data not provided | Substrate: standard wood based substrate (wood chips and sawdust) with compost (horse manure) | Data not provided | There is only one influent observation.
Treatability Study Technical Memorandum, Blue Ledge Mine Superfund Site, Siskiyou County, California | BLUE LEDGE MINE | CAN000906063 | N/A | N/A | TSP02 | Post operations | BCR 2 | Passive | Biochemical reactor (BCR) | No pre-treatment | Discharge from reclaimed waste rock pile 1 (WRP1) area (adits, runoff, and groundwater seeps) | N | BCR without pre-treatment | Data not provided | Rogue River – Siskiyou National Forest in Northern California/no constraints noted | Pilot | September - December 2012 | Ammonia | Ammonia (as N) | mg/L | N | N/A | [9 empty] | 0.14 | Data not provided | Not Applicable | Data not provided | Data not provided | Data not provided | Data not provided | Data not provided | Data not provided | Data not provided | Data not provided |  | Effluent | 6.33 | 4.77 | mg/L | 5.69 | °C | Data not provided | N/A | Data not provided | N/A | -102.9 | mV | 698 | µS/cm | None | N/A | Data not provided | Data not provided | Data not provided | Data not provided | Data not provided | Data not provided | Data not provided | Data not provided | The short time period of the study and cold weather/cold influent water appear to have had an overall negative effect on establishing robust microbial communities and sustaining sulfate reduction. | Data not provided | Fresh dairy cow manure should be used rather than horse manure - Dairy manure has been shown to contain higher numbers and diversity of SRB than horse or other manure types. Must have a consistent ethanol dose to the barrels. | Data not provided | Substrate: standard wood based substrate (wood chips and sawdust) with compost (horse manure) | Data not provided | There is only one influent observation.
Treatability Study Technical Memorandum, Blue Ledge Mine Superfund Site, Siskiyou County, California | BLUE LEDGE MINE | CAN000906063 | N/A | N/A | TSP03 | Post operations | BCR 3 | Passive | Biochemical reactor (BCR) | No pre-treatment | Discharge from reclaimed waste rock pile 1 (WRP1) area (adits, runoff, and groundwater seeps) | N | BCR without pre-treatment | Data not provided | Rogue River – Siskiyou National Forest in Northern California/no constraints noted | Pilot | September - December 2012 | Ammonia | Ammonia (as N) | mg/L | N | N/A | 0.34 | 1600 | -470488.2353 | [9 empty] | Data not provided | Data not provided | Data not provided | Data not provided | Data not provided | Data not provided | Data not provided | Data not provided |  | Influent | 2.87 | 10.72 | mg/L | 11.45 | °C | Data not provided | N/A | Data not provided | N/A | 222 | mV | 1137 | µS/cm | None | N/A | Data not provided | Data not provided | Data not provided | Data not provided | Data not provided | Data not provided | Data not provided | Data not provided | The short time period of the study and cold weather/cold influent water appear to have had an overall negative effect on establishing robust microbial communities and sustaining sulfate reduction. | Data not provided | Fresh dairy cow manure should be used rather than horse manure - Dairy manure has been shown to contain higher numbers and diversity of SRB than horse or other manure types. Must have a consistent ethanol dose to the barrels. | Data not provided | Substrate: ChitoRem | Data not provided | There is only one influent observation.
Treatability Study Technical Memorandum, Blue Ledge Mine Superfund Site, Siskiyou County, California | BLUE LEDGE MINE | CAN000906063 | N/A | N/A | TSP03 | Post operations | BCR 3 | Passive | Biochemical reactor (BCR) | No pre-treatment | Discharge from reclaimed waste rock pile 1 (WRP1) area (adits, runoff, and groundwater seeps) | N | BCR without pre-treatment | Data not provided | Rogue River – Siskiyou National Forest in Northern California/no constraints noted | Pilot | September - December 2012 | Ammonia | Ammonia (as N) | mg/L | N | N/A |  |  |  | 0.34 | 1600 | -470488.2353 | [6 empty] | Data not provided | Data not provided | Data not provided | Data not provided | Data not provided | Data not provided | Data not provided | Data not provided |  | Influent | 2.87 | 10.72 | mg/L | 11.45 | °C | Data not provided | N/A | Data not provided | N/A | 222 | mV | 1137 | µS/cm | None | N/A | Data not provided | Data not provided | Data not provided | Data not provided | Data not provided | Data not provided | Data not provided | Data not provided | The short time period of the study and cold weather/cold influent water appear to have had an overall negative effect on establishing robust microbial communities and sustaining sulfate reduction. | Data not provided | Fresh dairy cow manure should be used rather than horse manure - Dairy manure has been shown to contain higher numbers and diversity of SRB than horse or other manure types. Must have a consistent ethanol dose to the barrels. | Data not provided | Substrate: ChitoRem | Data not provided | There is only one influent observation.
Treatability Study Technical Memorandum, Blue Ledge Mine Superfund Site, Siskiyou County, California | BLUE LEDGE MINE | CAN000906063 | N/A | N/A | TSP03 | Post operations | BCR 3 | Passive | Biochemical reactor (BCR) | No pre-treatment | Discharge from reclaimed waste rock pile 1 (WRP1) area (adits, runoff, and groundwater seeps) | N | BCR without pre-treatment | Data not provided | Rogue River – Siskiyou National Forest in Northern California/no constraints noted | Pilot | September - December 2012 | Ammonia | Ammonia (as N) | mg/L | N | N/A | [6 empty] | 1600 | 0.34 | -470488.2353 |  |  |  | Data not provided | Data not provided | Data not provided | Data not provided | Data not provided | Data not provided | Data not provided | Data not provided |  | Effluent | 7.16 | 2.12 | mg/L | 15.37 | °C | Data not provided | N/A | Data not provided | N/A | -107.2 | mV | 29030 | µS/cm | None | N/A | Data not provided | Data not provided | Data not provided | Data not provided | Data not provided | Data not provided | Data not provided | Data not provided | The short time period of the study and cold weather/cold influent water appear to have had an overall negative effect on establishing robust microbial communities and sustaining sulfate reduction. | Data not provided | Fresh dairy cow manure should be used rather than horse manure - Dairy manure has been shown to contain higher numbers and diversity of SRB than horse or other manure types. Must have a consistent ethanol dose to the barrels. | Data not provided | Substrate: ChitoRem | Data not provided | There is only one influent observation.
Treatability Study Technical Memorandum, Blue Ledge Mine Superfund Site, Siskiyou County, California | BLUE LEDGE MINE | CAN000906063 | N/A | N/A | TSP03 | Post operations | BCR 3 | Passive | Biochemical reactor (BCR) | No pre-treatment | Discharge from reclaimed waste rock pile 1 (WRP1) area (adits, runoff, and groundwater seeps) | N | BCR without pre-treatment | Data not provided | Rogue River – Siskiyou National Forest in Northern California/no constraints noted | Pilot | September - December 2012 | Ammonia | Ammonia (as N) | mg/L | N | N/A | [9 empty] | 100 | Data not provided | Not Applicable | Data not provided | Data not provided | Data not provided | Data not provided | Data not provided | Data not provided | Data not provided | Data not provided |  | Effluent | 7.22 | 1.89 | mg/L | 5.47 | °C | Data not provided | N/A | Data not provided | N/A | -134.2 | mV | 3074 | µS/cm | None | N/A | Data not provided | Data not provided | Data not provided | Data not provided | Data not provided | Data not provided | Data not provided | Data not provided | The short time period of the study and cold weather/cold influent water appear to have had an overall negative effect on establishing robust microbial communities and sustaining sulfate reduction. | Data not provided | Fresh dairy cow manure should be used rather than horse manure - Dairy manure has been shown to contain higher numbers and diversity of SRB than horse or other manure types. Must have a consistent ethanol dose to the barrels. | Data not provided | Substrate: ChitoRem | Data not provided | There is only one influent observation.
Treatability Study Technical Memorandum, Blue Ledge Mine Superfund Site, Siskiyou County, California | BLUE LEDGE MINE | CAN000906063 | N/A | N/A | TSP04 | Post operations | BCR 4 | Passive | Successive alkalinity producing system (SAPS) | Pre-treatment | Discharge from reclaimed waste rock pile 1 (WRP1) area (adits, runoff, and groundwater seeps) | N | Pre-treatment | Data not provided | Rogue River – Siskiyou National Forest in Northern California/no constraints noted | Pilot | September - December 2012 | Ammonia | Ammonia (as N) | mg/L | N | N/A | 0.34 | 34 | -9900 | [9 empty] | Data not provided | Data not provided | Data not provided | Data not provided | Data not provided | Data not provided | Data not provided | Data not provided |  | Influent | 2.87 | 10.72 | mg/L | 11.45 | °C | Data not provided | N/A | Data not provided | N/A | 222 | mV | 1137 | µS/cm | None | N/A | Data not provided | Data not provided | Data not provided | Data not provided | Data not provided | Data not provided | Data not provided | Data not provided | The short time period of the study and cold weather/cold influent water appear to have had an overall negative effect on establishing robust microbial communities and sustaining sulfate reduction. | Data not provided | Fresh dairy cow manure should be used rather than horse manure - Dairy manure has been shown to contain higher numbers and diversity of SRB than horse or other manure types. Must have a consistent ethanol dose to the barrels. | Data not provided | Successive alkalinity producing system (SAPS) with manure and limestone | Data not provided | There is only one influent observation.
Treatability Study Technical Memorandum, Blue Ledge Mine Superfund Site, Siskiyou County, California | BLUE LEDGE MINE | CAN000906063 | N/A | N/A | TSP04 | Post operations | BCR 4 | Passive | Successive alkalinity producing system (SAPS) | Pre-treatment | Discharge from reclaimed waste rock pile 1 (WRP1) area (adits, runoff, and groundwater seeps) | N | Pre-treatment | Data not provided | Rogue River – Siskiyou National Forest in Northern California/no constraints noted | Pilot | September - December 2012 | Ammonia | Ammonia (as N) | mg/L | N | N/A |  |  |  | 0.34 | 34 | -9900 | [6 empty] | Data not provided | Data not provided | Data not provided | Data not provided | Data not provided | Data not provided | Data not provided | Data not provided |  | Influent | 2.87 | 10.72 | mg/L | 11.45 | °C | Data not provided | N/A | Data not provided | N/A | 222 | mV | 1137 | µS/cm | None | N/A | Data not provided | Data not provided | Data not provided | Data not provided | Data not provided | Data not provided | Data not provided | Data not provided | The short time period of the study and cold weather/cold influent water appear to have had an overall negative effect on establishing robust microbial communities and sustaining sulfate reduction. | Data not provided | Fresh dairy cow manure should be used rather than horse manure - Dairy manure has been shown to contain higher numbers and diversity of SRB than horse or other manure types. Must have a consistent ethanol dose to the barrels. | Data not provided | Successive alkalinity producing system (SAPS) with manure and limestone | Data not provided | There is only one influent observation.
Treatability Study Technical Memorandum, Blue Ledge Mine Superfund Site, Siskiyou County, California | BLUE LEDGE MINE | CAN000906063 | N/A | N/A | TSP04 | Post operations | BCR 4 | Passive | Successive alkalinity producing system (SAPS) | Pre-treatment | Discharge from reclaimed waste rock pile 1 (WRP1) area (adits, runoff, and groundwater seeps) | N | Pre-treatment | Data not provided | Rogue River – Siskiyou National Forest in Northern California/no constraints noted | Pilot | September - December 2012 | Ammonia | Ammonia (as N) | mg/L | N | N/A | [6 empty] | 34 | 0.34 | -9900 |  |  |  | Data not provided | Data not provided | Data not provided | Data not provided | Data not provided | Data not provided | Data not provided | Data not provided |  | Effluent | 7.15 | 4.64 | mg/L | 15.84 | °C | Data not provided | N/A | Data not provided | N/A | -24 | mV | 2969 | µS/cm | None | N/A | Data not provided | Data not provided | Data not provided | Data not provided | Data not provided | Data not provided | Data not provided | Data not provided | The short time period of the study and cold weather/cold influent water appear to have had an overall negative effect on establishing robust microbial communities and sustaining sulfate reduction. | Data not provided | Fresh dairy cow manure should be used rather than horse manure - Dairy manure has been shown to contain higher numbers and diversity of SRB than horse or other manure types. Must have a consistent ethanol dose to the barrels. | Data not provided | Successive alkalinity producing system (SAPS) with manure and limestone | Data not provided | There is only one influent observation.
Treatability Study Technical Memorandum, Blue Ledge Mine Superfund Site, Siskiyou County, California | BLUE LEDGE MINE | CAN000906063 | N/A | N/A | TSP04 | Post operations | BCR 4 | Passive | Successive alkalinity producing system (SAPS) | Pre-treatment | Discharge from reclaimed waste rock pile 1 (WRP1) area (adits, runoff, and groundwater seeps) | N | Pre-treatment | Data not provided | Rogue River – Siskiyou National Forest in Northern California/no constraints noted | Pilot | September - December 2012 | Ammonia | Ammonia (as N) | mg/L | N | N/A | [9 empty] | 0.45 | Data not provided | Not Applicable | Data not provided | Data not provided | Data not provided | Data not provided | Data not provided | Data not provided | Data not provided | Data not provided |  | Effluent | 6.98 | 2.44 | mg/L | 5.35 | °C | Data not provided | N/A | Data not provided | N/A | -150.4 | mV | 638 | µS/cm | None | N/A | Data not provided | Data not provided | Data not provided | Data not provided | Data not provided | Data not provided | Data not provided | Data not provided | The short time period of the study and cold weather/cold influent water appear to have had an overall negative effect on establishing robust microbial communities and sustaining sulfate reduction. | Data not provided | Fresh dairy cow manure should be used rather than horse manure - Dairy manure has been shown to contain higher numbers and diversity of SRB than horse or other manure types. Must have a consistent ethanol dose to the barrels. | Data not provided | Successive alkalinity producing system (SAPS) with manure and limestone | Data not provided | There is only one influent observation.
Treatability Study Technical Memorandum, Blue Ledge Mine Superfund Site, Siskiyou County, California | BLUE LEDGE MINE | CAN000906063 | N/A | N/A | TSP05 | Post operations | BCR 5 | Passive | Successive alkalinity producing system (SAPS) | Pre-treatment | Discharge from reclaimed waste rock pile 1 (WRP1) area (adits, runoff, and groundwater seeps) | N | Pre-treatment | Data not provided | Rogue River – Siskiyou National Forest in Northern California/no constraints noted | Pilot | September - December 2012 | Ammonia | Ammonia (as N) | mg/L | N | N/A | 0.34 | 43 | -12547.0588 | [9 empty] | Data not provided | Data not provided | Data not provided | Data not provided | Data not provided | Data not provided | Data not provided | Data not provided |  | Influent | 2.87 | 10.72 | mg/L | 11.45 | °C | Data not provided | N/A | Data not provided | N/A | 222 | mV | 1137 | µS/cm | None | N/A | Data not provided | Data not provided | Data not provided | Data not provided | Data not provided | Data not provided | Data not provided | Data not provided | The short time period of the study and cold weather/cold influent water appear to have had an overall negative effect on establishing robust microbial communities and sustaining sulfate reduction. | Data not provided | Fresh dairy cow manure should be used rather than horse manure - Dairy manure has been shown to contain higher numbers and diversity of SRB than horse or other manure types. Must have a consistent ethanol dose to the barrels. | Data not provided | Same as BCR 4 with the addition of ethanol. Successive alkalinity producing system (SAPS) with manure and limestone | Data not provided | There is only one influent observation.
Treatability Study Technical Memorandum, Blue Ledge Mine Superfund Site, Siskiyou County, California | BLUE LEDGE MINE | CAN000906063 | N/A | N/A | TSP05 | Post operations | BCR 5 | Passive | Successive alkalinity producing system (SAPS) | Pre-treatment | Discharge from reclaimed waste rock pile 1 (WRP1) area (adits, runoff, and groundwater seeps) | N | Pre-treatment | Data not provided | Rogue River – Siskiyou National Forest in Northern California/no constraints noted | Pilot | September - December 2012 | Ammonia | Ammonia (as N) | mg/L | N | N/A |  |  |  | 0.34 | 43 | -12547.0588 | [6 empty] | Data not provided | Data not provided | Data not provided | Data not provided | Data not provided | Data not provided | Data not provided | Data not provided |  | Influent | 2.87 | 10.72 | mg/L | 11.45 | °C | Data not provided | N/A | Data not provided | N/A | 222 | mV | 1137 | µS/cm | None | N/A | Data not provided | Data not provided | Data not provided | Data not provided | Data not provided | Data not provided | Data not provided | Data not provided | The short time period of the study and cold weather/cold influent water appear to have had an overall negative effect on establishing robust microbial communities and sustaining sulfate reduction. | Data not provided | Fresh dairy cow manure should be used rather than horse manure - Dairy manure has been shown to contain higher numbers and diversity of SRB than horse or other manure types. Must have a consistent ethanol dose to the barrels. | Data not provided | Same as BCR 4 with the addition of ethanol. Successive alkalinity producing system (SAPS) with manure and limestone | Data not provided | There is only one influent observation.
Treatability Study Technical Memorandum, Blue Ledge Mine Superfund Site, Siskiyou County, California | BLUE LEDGE MINE | CAN000906063 | N/A | N/A | TSP05 | Post operations | BCR 5 | Passive | Successive alkalinity producing system (SAPS) | Pre-treatment | Discharge from reclaimed waste rock pile 1 (WRP1) area (adits, runoff, and groundwater seeps) | N | Pre-treatment | Data not provided | Rogue River – Siskiyou National Forest in Northern California/no constraints noted | Pilot | September - December 2012 | Ammonia | Ammonia (as N) | mg/L | N | N/A | [6 empty] | 43 | 0.34 | -12547.0588 |  |  |  | Data not provided | Data not provided | Data not provided | Data not provided | Data not provided | Data not provided | Data not provided | Data not provided |  | Effluent | 6.14 | 7.74 | mg/L | 15.79 | °C | Data not provided | N/A | Data not provided | N/A | 78.9 | mV | 4040 | µS/cm | None | N/A | Data not provided | Data not provided | Data not provided | Data not provided | Data not provided | Data not provided | Data not provided | Data not provided | The short time period of the study and cold weather/cold influent water appear to have had an overall negative effect on establishing robust microbial communities and sustaining sulfate reduction. | Data not provided | Fresh dairy cow manure should be used rather than horse manure - Dairy manure has been shown to contain higher numbers and diversity of SRB than horse or other manure types. Must have a consistent ethanol dose to the barrels. | Data not provided | Same as BCR 4 with the addition of ethanol. Successive alkalinity producing system (SAPS) with manure and limestone | Data not provided | There is only one influent observation.
Treatability Study Technical Memorandum, Blue Ledge Mine Superfund Site, Siskiyou County, California | BLUE LEDGE MINE | CAN000906063 | N/A | N/A | TSP05 | Post operations | BCR 5 | Passive | Successive alkalinity producing system (SAPS) | Pre-treatment | Discharge from reclaimed waste rock pile 1 (WRP1) area (adits, runoff, and groundwater seeps) | N | Pre-treatment | Data not provided | Rogue River – Siskiyou National Forest in Northern California/no constraints noted | Pilot | September - December 2012 | Ammonia | Ammonia (as N) | mg/L | N | N/A | [9 empty] | 0.13 | Data not provided | Not Applicable | Data not provided | Data not provided | Data not provided | Data not provided | Data not provided | Data not provided | Data not provided | Data not provided |  | Effluent | 6.55–6.99 | 1.22–1.75 | mg/L | 4.74–6.55 | °C | Data not provided | N/A | Data not provided | N/A | (-)221–(-)201.9 | mV | 683–958 | µS/cm | None | N/A | Data not provided | Data not provided | Data not provided | Data not provided | Data not provided | Data not provided | Data not provided | Data not provided | The short time period of the study and cold weather/cold influent water appear to have had an overall negative effect on establishing robust microbial communities and sustaining sulfate reduction. | Data not provided | Fresh dairy cow manure should be used rather than horse manure - Dairy manure has been shown to contain higher numbers and diversity of SRB than horse or other manure types. Must have a consistent ethanol dose to the barrels. | Data not provided | Same as BCR 4 with the addition of ethanol. Successive alkalinity producing system (SAPS) with manure and limestone | Data not provided | There is only one influent observation. | A range of values is shown to reflect more than one day with the same effluent.
Treatability Study Technical Memorandum, Blue Ledge Mine Superfund Site, Siskiyou County, California | BLUE LEDGE MINE | CAN000906063 | N/A | N/A | TSP01 | Post operations | BCR 1 | Passive | Biochemical reactor (BCR) | No pre-treatment | Discharge from reclaimed waste rock pile 1 (WRP1) area (adits, runoff, and groundwater seeps) | N | BCR without pre-treatment | Data not provided | Rogue River – Siskiyou National Forest in Northern California/no constraints noted | Pilot | September - December 2012 | Arsenic | As, total | µg/L | N | N/A | 3.2 | 1.3 | 59.375 | [9 empty] | Data not provided | Data not provided | Data not provided | Data not provided | Data not provided | Data not provided | Data not provided | Data not provided |  | Influent | 3.24 | 9.96 | mg/L | 6.54 | °C | Data not provided | N/A | Data not provided | N/A | 309.7 | mV | 1811 | µS/cm | None | N/A | Data not provided | Data not provided | Data not provided | Data not provided | Data not provided | Data not provided | Data not provided | Data not provided | The short time period of the study and cold weather/cold influent water appear to have had an overall negative effect on establishing robust microbial communities and sustaining sulfate reduction. | Data not provided | Fresh dairy cow manure should be used rather than horse manure - Dairy manure has been shown to contain higher numbers and diversity of SRB than horse or other manure types. Must have a consistent ethanol dose to the barrels. | Data not provided | Substrate: standard wood based substrate (wood chips and sawdust) | Data not provided | Multiple limits of detection over time of study. Value is the max value not qualified as non-detect. Range of non-detect values is < 1 - < 10.
Treatability Study Technical Memorandum, Blue Ledge Mine Superfund Site, Siskiyou County, California | BLUE LEDGE MINE | CAN000906063 | N/A | N/A | TSP01 | Post operations | BCR 1 | Passive | Biochemical reactor (BCR) | No pre-treatment | Discharge from reclaimed waste rock pile 1 (WRP1) area (adits, runoff, and groundwater seeps) | N | BCR without pre-treatment | Data not provided | Rogue River – Siskiyou National Forest in Northern California/no constraints noted | Pilot | September - December 2012 | Arsenic | As, dissolved | µg/L | N | N/A | 1.1 | 0.84 | 23.6364 | [9 empty] | Data not provided | Data not provided | Data not provided | Data not provided | Data not provided | Data not provided | Data not provided | Data not provided |  | Influent | 3.07 | 8.64 | mg/L | 5.49 | °C | Data not provided | N/A | Data not provided | N/A | 515.3 | mV | 561 | µS/cm | None | N/A | Data not provided | Data not provided | Data not provided | Data not provided | Data not provided | Data not provided | Data not provided | Data not provided | The short time period of the study and cold weather/cold influent water appear to have had an overall negative effect on establishing robust microbial communities and sustaining sulfate reduction. | Data not provided | Fresh dairy cow manure should be used rather than horse manure - Dairy manure has been shown to contain higher numbers and diversity of SRB than horse or other manure types. Must have a consistent ethanol dose to the barrels. | Data not provided | Substrate: standard wood based substrate (wood chips and sawdust) | Data not provided | Multiple limits of detection over time of study. Value is the max value not qualified as non-detect. Range of non-detect values is < 1 - < 10.
Treatability Study Technical Memorandum, Blue Ledge Mine Superfund Site, Siskiyou County, California | BLUE LEDGE MINE | CAN000906063 | N/A | N/A | TSP01 | Post operations | BCR 1 | Passive | Biochemical reactor (BCR) | No pre-treatment | Discharge from reclaimed waste rock pile 1 (WRP1) area (adits, runoff, and groundwater seeps) | N | BCR without pre-treatment | Data not provided | Rogue River – Siskiyou National Forest in Northern California/no constraints noted | Pilot | September - December 2012 | Arsenic | As, total | µg/L | N | N/A |  |  |  | 1.2 | 0.78 | 35 | [6 empty] | Data not provided | Data not provided | Data not provided | Data not provided | Data not provided | Data not provided | Data not provided | Data not provided |  | Influent | Data not provided | 9.4 | mg/L | 5.97 | °C | Data not provided | N/A | Data not provided | N/A | 439.6 | mV | 1976 | µS/cm | None | N/A | Data not provided | Data not provided | Data not provided | Data not provided | Data not provided | Data not provided | Data not provided | Data not provided | The short time period of the study and cold weather/cold influent water appear to have had an overall negative effect on establishing robust microbial communities and sustaining sulfate reduction. | Data not provided | Fresh dairy cow manure should be used rather than horse manure - Dairy manure has been shown to contain higher numbers and diversity of SRB than horse or other manure types. Must have a consistent ethanol dose to the barrels. | Data not provided | Substrate: standard wood based substrate (wood chips and sawdust) | Data not provided | Multiple limits of detection over time of study. Value is the min value not qualified as non-detect. Range of non-detect values is < 1 - < 10.
Treatability Study Technical Memorandum, Blue Ledge Mine Superfund Site, Siskiyou County, California | BLUE LEDGE MINE | CAN000906063 | N/A | N/A | TSP01 | Post operations | BCR 1 | Passive | Biochemical reactor (BCR) | No pre-treatment | Discharge from reclaimed waste rock pile 1 (WRP1) area (adits, runoff, and groundwater seeps) | N | BCR without pre-treatment | Data not provided | Rogue River – Siskiyou National Forest in Northern California/no constraints noted | Pilot | September - December 2012 | Arsenic | As, dissolved | µg/L | N | N/A |  |  |  | 0.38 | 0.96 | -152.6316 | [6 empty] | Data not provided | Data not provided | Data not provided | Data not provided | Data not provided | Data not provided | Data not provided | Data not provided |  | Influent | 3.24 | 9.96 | mg/L | 6.54 | °C | Data not provided | N/A | Data not provided | N/A | 309.7 | mV | 1811 | µS/cm | None | N/A | Data not provided | Data not provided | Data not provided | Data not provided | Data not provided | Data not provided | Data not provided | Data not provided | The short time period of the study and cold weather/cold influent water appear to have had an overall negative effect on establishing robust microbial communities and sustaining sulfate reduction. | Data not provided | Fresh dairy cow manure should be used rather than horse manure - Dairy manure has been shown to contain higher numbers and diversity of SRB than horse or other manure types. Must have a consistent ethanol dose to the barrels. | Data not provided | Substrate: standard wood based substrate (wood chips and sawdust) | Data not provided | Multiple limits of detection over time of study. Value is the min value not qualified as non-detect. Range of non-detect values is < 1 - < 10. | A range of values is shown to reflect more than one day with the same influent.
Treatability Study Technical Memorandum, Blue Ledge Mine Superfund Site, Siskiyou County, California | BLUE LEDGE MINE | CAN000906063 | N/A | N/A | TSP01 | Post operations | BCR 1 | Passive | Biochemical reactor (BCR) | No pre-treatment | Discharge from reclaimed waste rock pile 1 (WRP1) area (adits, runoff, and groundwater seeps) | N | BCR without pre-treatment | Data not provided | Rogue River – Siskiyou National Forest in Northern California/no constraints noted | Pilot | September - December 2012 | Arsenic | As, total | µg/L | N | N/A | [6 empty] | 32.9 | ND | Not Applicable |  |  |  | Data not provided | Data not provided | Data not provided | Data not provided | Data not provided | Data not provided | Data not provided | Data not provided |  | Effluent | 5.77 | 8.05 | mg/L | 14.73 | °C | Data not provided | N/A | Data not provided | N/A | 249.4 | mV | 2656 | µS/cm | None | N/A | Data not provided | Data not provided | Data not provided | Data not provided | Data not provided | Data not provided | Data not provided | Data not provided | The short time period of the study and cold weather/cold influent water appear to have had an overall negative effect on establishing robust microbial communities and sustaining sulfate reduction. | Data not provided | Fresh dairy cow manure should be used rather than horse manure - Dairy manure has been shown to contain higher numbers and diversity of SRB than horse or other manure types. Must have a consistent ethanol dose to the barrels. | Data not provided | Substrate: standard wood based substrate (wood chips and sawdust) | Data not provided | Data not provided | ND = non-detect
Treatability Study Technical Memorandum, Blue Ledge Mine Superfund Site, Siskiyou County, California | BLUE LEDGE MINE | CAN000906063 | N/A | N/A | TSP01 | Post operations | BCR 1 | Passive | Biochemical reactor (BCR) | No pre-treatment | Discharge from reclaimed waste rock pile 1 (WRP1) area (adits, runoff, and groundwater seeps) | N | BCR without pre-treatment | Data not provided | Rogue River – Siskiyou National Forest in Northern California/no constraints noted | Pilot | September - December 2012 | Arsenic | As, dissolved | µg/L | N | N/A | [6 empty] | 30 | ND | Not Applicable |  |  |  | Data not provided | Data not provided | Data not provided | Data not provided | Data not provided | Data not provided | Data not provided | Data not provided |  | Effluent | 5.77 | 8.05 | mg/L | 14.73 | °C | Data not provided | N/A | Data not provided | N/A | 249.4 | mV | 2656 | µS/cm | None | N/A | Data not provided | Data not provided | Data not provided | Data not provided | Data not provided | Data not provided | Data not provided | Data not provided | The short time period of the study and cold weather/cold influent water appear to have had an overall negative effect on establishing robust microbial communities and sustaining sulfate reduction. | Data not provided | As is present at very low levels (frequently non-detect) in the influent water. The initial As flush in the BCR effluents are due to leaching from the substrates. Fresh dairy cow manure should be used rather than horse manure - Dairy manure has been shown to contain higher numbers and diversity of SRB than horse or other manure types. Must have a consistent ethanol dose to the barrels. | Data not provided | Substrate: standard wood based substrate (wood chips and sawdust) | Data not provided | Data not provided | ND = non-detect
Treatability Study Technical Memorandum, Blue Ledge Mine Superfund Site, Siskiyou County, California | BLUE LEDGE MINE | CAN000906063 | N/A | N/A | TSP01 | Post operations | BCR 1 | Passive | Biochemical reactor (BCR) | No pre-treatment | Discharge from reclaimed waste rock pile 1 (WRP1) area (adits, runoff, and groundwater seeps) | N | BCR without pre-treatment | Data not provided | Rogue River – Siskiyou National Forest in Northern California/no constraints noted | Pilot | September - December 2012 | Arsenic | As, total | µg/L | N | N/A | [9 empty] | 0.78 | 1.2 | 35 | Data not provided | Data not provided | Data not provided | Data not provided | Data not provided | Data not provided | Data not provided | Data not provided |  | Effluent | Data not provided | 2.82 | mg/L | 6.2 | °C | Data not provided | N/A | Data not provided | N/A | 71.3 | mV | 2255 | µS/cm | None | N/A | Data not provided | Data not provided | Data not provided | Data not provided | Data not provided | Data not provided | Data not provided | Data not provided | The short time period of the study and cold weather/cold influent water appear to have had an overall negative effect on establishing robust microbial communities and sustaining sulfate reduction. | Data not provided | Fresh dairy cow manure should be used rather than horse manure - Dairy manure has been shown to contain higher numbers and diversity of SRB than horse or other manure types. Must have a consistent ethanol dose to the barrels. | Data not provided | Substrate: standard wood based substrate (wood chips and sawdust) | Data not provided | Data not provided
Treatability Study Technical Memorandum, Blue Ledge Mine Superfund Site, Siskiyou County, California | BLUE LEDGE MINE | CAN000906063 | N/A | N/A | TSP01 | Post operations | BCR 1 | Passive | Biochemical reactor (BCR) | No pre-treatment | Discharge from reclaimed waste rock pile 1 (WRP1) area (adits, runoff, and groundwater seeps) | N | BCR without pre-treatment | Data not provided | Rogue River – Siskiyou National Forest in Northern California/no constraints noted | Pilot | September - December 2012 | Arsenic | As, dissolved | µg/L | N | N/A | [9 empty] | 0.8 | ND | Not Applicable | Data not provided | Data not provided | Data not provided | Data not provided | Data not provided | Data not provided | Data not provided | Data not provided |  | Effluent | 6.61 | 2.84 | mg/L | 5.33 | °C | Data not provided | N/A | Data not provided | N/A | -2.3 | mV | 799 | µS/cm | None | N/A | Data not provided | Data not provided | Data not provided | Data not provided | Data not provided | Data not provided | Data not provided | Data not provided | The short time period of the study and cold weather/cold influent water appear to have had an overall negative effect on establishing robust microbial communities and sustaining sulfate reduction. | Data not provided | As is present at very low levels (frequently non-detect) in the influent water. The initial As flush in the BCR effluents are due to leaching from the substrates. Fresh dairy cow manure should be used rather than horse manure - Dairy manure has been shown to contain higher numbers and diversity of SRB than horse or other manure types. Must have a consistent ethanol dose to the barrels. | Data not provided | Substrate: standard wood based substrate (wood chips and sawdust) | Data not provided | Data not provided | ND = non-detect
Treatability Study Technical Memorandum, Blue Ledge Mine Superfund Site, Siskiyou County, California | BLUE LEDGE MINE | CAN000906063 | N/A | N/A | TSP02 | Post operations | BCR 2 | Passive | Biochemical reactor (BCR) | No pre-treatment | Discharge from reclaimed waste rock pile 1 (WRP1) area (adits, runoff, and groundwater seeps) | N | BCR without pre-treatment | Data not provided | Rogue River – Siskiyou National Forest in Northern California/no constraints noted | Pilot | September - December 2012 | Arsenic | As, total | µg/L | N | N/A | 3.2 | ND | (-)56.25-84.375 | [9 empty] | Data not provided | Data not provided | Data not provided | Data not provided | Data not provided | Data not provided | Data not provided | Data not provided |  | Influent | 3.24 | 9.96 | mg/L | 6.54 | °C | Data not provided | N/A | Data not provided | N/A | 309.7 | mV | 1811 | µS/cm | None | N/A | Data not provided | Data not provided | Data not provided | Data not provided | Data not provided | Data not provided | Data not provided | Data not provided | The short time period of the study and cold weather/cold influent water appear to have had an overall negative effect on establishing robust microbial communities and sustaining sulfate reduction. | Data not provided | Fresh dairy cow manure should be used rather than horse manure - Dairy manure has been shown to contain higher numbers and diversity of SRB than horse or other manure types. Must have a consistent ethanol dose to the barrels. | Data not provided | Substrate: standard wood based substrate (wood chips and sawdust) with compost (horse manure) | Data not provided | Multiple limits of detection over time of study. Value is the max influent value not qualified as non-detect. Range of non-detect values is < 1 - < 10. | ND = non-detect
Treatability Study Technical Memorandum, Blue Ledge Mine Superfund Site, Siskiyou County, California | BLUE LEDGE MINE | CAN000906063 | N/A | N/A | TSP02 | Post operations | BCR 2 | Passive | Biochemical reactor (BCR) | No pre-treatment | Discharge from reclaimed waste rock pile 1 (WRP1) area (adits, runoff, and groundwater seeps) | N | BCR without pre-treatment | Data not provided | Rogue River – Siskiyou National Forest in Northern California/no constraints noted | Pilot | September - December 2012 | Arsenic | As, dissolved | µg/L | N | N/A | 1.1 | ND | (-)354.545 - 54.545 | [9 empty] | Data not provided | Data not provided | Data not provided | Data not provided | Data not provided | Data not provided | Data not provided | Data not provided |  | Influent | 3.07 | 8.64 | mg/L | 5.49 | °C | Data not provided | N/A | Data not provided | N/A | 515.3 | mV | 561 | µS/cm | None | N/A | Data not provided | Data not provided | Data not provided | Data not provided | Data not provided | Data not provided | Data not provided | Data not provided | The short time period of the study and cold weather/cold influent water appear to have had an overall negative effect on establishing robust microbial communities and sustaining sulfate reduction. | Data not provided | Fresh dairy cow manure should be used rather than horse manure - Dairy manure has been shown to contain higher numbers and diversity of SRB than horse or other manure types. Must have a consistent ethanol dose to the barrels. | Data not provided | Substrate: standard wood based substrate (wood chips and sawdust) with compost (horse manure) | Data not provided | Multiple limits of detection over time of study. Value is the max influent value not qualified as non-detect. Range of non-detect values is < 1 - < 10. | ND = non-detect
Treatability Study Technical Memorandum, Blue Ledge Mine Superfund Site, Siskiyou County, California | BLUE LEDGE MINE | CAN000906063 | N/A | N/A | TSP02 | Post operations | BCR 2 | Passive | Biochemical reactor (BCR) | No pre-treatment | Discharge from reclaimed waste rock pile 1 (WRP1) area (adits, runoff, and groundwater seeps) | N | BCR without pre-treatment | Data not provided | Rogue River – Siskiyou National Forest in Northern California/no constraints noted | Pilot | September - December 2012 | Arsenic | As, total | µg/L | N | N/A |  |  |  | 1.2 | ND | (-)316.7-58.3 | [6 empty] | Data not provided | Data not provided | Data not provided | Data not provided | Data not provided | Data not provided | Data not provided | Data not provided |  | Influent | Data not provided | 9.4 | mg/L | 5.97 | °C | Data not provided | N/A | Data not provided | N/A | 439.6 | mV | 1976 | µS/cm | None | N/A | Data not provided | Data not provided | Data not provided | Data not provided | Data not provided | Data not provided | Data not provided | Data not provided | The short time period of the study and cold weather/cold influent water appear to have had an overall negative effect on establishing robust microbial communities and sustaining sulfate reduction. | Data not provided | Fresh dairy cow manure should be used rather than horse manure - Dairy manure has been shown to contain higher numbers and diversity of SRB than horse or other manure types. Must have a consistent ethanol dose to the barrels. | Data not provided | Substrate: standard wood based substrate (wood chips and sawdust) with compost (horse manure) | Data not provided | Multiple limits of detection over time of study. Value is the min influent value not qualified as non-detect. Range of non-detect values is < 1 - < 10. | ND = non-detect
Treatability Study Technical Memorandum, Blue Ledge Mine Superfund Site, Siskiyou County, California | BLUE LEDGE MINE | CAN000906063 | N/A | N/A | TSP02 | Post operations | BCR 2 | Passive | Biochemical reactor (BCR) | No pre-treatment | Discharge from reclaimed waste rock pile 1 (WRP1) area (adits, runoff, and groundwater seeps) | N | BCR without pre-treatment | Data not provided | Rogue River – Siskiyou National Forest in Northern California/no constraints noted | Pilot | September - December 2012 | Arsenic | As, dissolved | µg/L | N | N/A |  |  |  | 0.38 | 0.26 | 31.5789 | [6 empty] | Data not provided | Data not provided | Data not provided | Data not provided | Data not provided | Data not provided | Data not provided | Data not provided |  | Influent | 3.24 | 9.96 | mg/L | 6.54 | °C | Data not provided | N/A | Data not provided | N/A | 309.7 | mV | 1811 | µS/cm | None | N/A | Data not provided | Data not provided | Data not provided | Data not provided | Data not provided | Data not provided | Data not provided | Data not provided | The short time period of the study and cold weather/cold influent water appear to have had an overall negative effect on establishing robust microbial communities and sustaining sulfate reduction. | Data not provided | Fresh dairy cow manure should be used rather than horse manure - Dairy manure has been shown to contain higher numbers and diversity of SRB than horse or other manure types. Must have a consistent ethanol dose to the barrels. | Data not provided | Substrate: standard wood based substrate (wood chips and sawdust) with compost (horse manure) | Data not provided | Multiple limits of detection over time of study. Value is the min influent value not qualified as non-detect. Range of non-detect values is < 1 - < 10.
Treatability Study Technical Memorandum, Blue Ledge Mine Superfund Site, Siskiyou County, California | BLUE LEDGE MINE | CAN000906063 | N/A | N/A | TSP02 | Post operations | BCR 2 | Passive | Biochemical reactor (BCR) | No pre-treatment | Discharge from reclaimed waste rock pile 1 (WRP1) area (adits, runoff, and groundwater seeps) | N | BCR without pre-treatment | Data not provided | Rogue River – Siskiyou National Forest in Northern California/no constraints noted | Pilot | September - December 2012 | Arsenic | As, total | µg/L | N | N/A | [6 empty] | 18 | ND | Not Applicable |  |  |  | Data not provided | Data not provided | Data not provided | Data not provided | Data not provided | Data not provided | Data not provided | Data not provided |  | Effluent | 5.55 | 5.45 | mg/L | 14.93 | °C | Data not provided | N/A | Data not provided | N/A | 79 | mV | 5425 | µS/cm | None | N/A | Data not provided | Data not provided | Data not provided | Data not provided | Data not provided | Data not provided | Data not provided | Data not provided | The short time period of the study and cold weather/cold influent water appear to have had an overall negative effect on establishing robust microbial communities and sustaining sulfate reduction. | Data not provided | Fresh dairy cow manure should be used rather than horse manure - Dairy manure has been shown to contain higher numbers and diversity of SRB than horse or other manure types. Must have a consistent ethanol dose to the barrels. | Data not provided | Substrate: standard wood based substrate (wood chips and sawdust) with compost (horse manure) | Data not provided | Multiple limits of detection over time of study. Value is the max effluent value not qualified as non-detect. Range of non-detect values is < 1 - < 10. | ND = non-detect
Treatability Study Technical Memorandum, Blue Ledge Mine Superfund Site, Siskiyou County, California | BLUE LEDGE MINE | CAN000906063 | N/A | N/A | TSP02 | Post operations | BCR 2 | Passive | Biochemical reactor (BCR) | No pre-treatment | Discharge from reclaimed waste rock pile 1 (WRP1) area (adits, runoff, and groundwater seeps) | N | BCR without pre-treatment | Data not provided | Rogue River – Siskiyou National Forest in Northern California/no constraints noted | Pilot | September - December 2012 | Arsenic | As, dissolved | µg/L | N | N/A | [6 empty] | 17.9 | ND | Not Applicable |  |  |  | Data not provided | Data not provided | Data not provided | Data not provided | Data not provided | Data not provided | Data not provided | Data not provided |  | Effluent | 5.55 | 5.45 | mg/L | 14.93 | °C | Data not provided | N/A | Data not provided | N/A | 79 | mV | 5425 | µS/cm | None | N/A | Data not provided | Data not provided | Data not provided | Data not provided | Data not provided | Data not provided | Data not provided | Data not provided | The short time period of the study and cold weather/cold influent water appear to have had an overall negative effect on establishing robust microbial communities and sustaining sulfate reduction. | Data not provided | As is present at very low levels (frequently non-detect) in the influent water. The initial As flush in the BCR effluents are due to leaching from the substrates. Fresh dairy cow manure should be used rather than horse manure - Dairy manure has been shown to contain higher numbers and diversity of SRB than horse or other manure types. Must have a consistent ethanol dose to the barrels. | Data not provided | Substrate: standard wood based substrate (wood chips and sawdust) with compost (horse manure) | Data not provided | Multiple limits of detection over time of study. Value is the max effluent value not qualified as non-detect. Range of non-detect values is < 1 - < 10. | ND = non-detect
Treatability Study Technical Memorandum, Blue Ledge Mine Superfund Site, Siskiyou County, California | BLUE LEDGE MINE | CAN000906063 | N/A | N/A | TSP02 | Post operations | BCR 2 | Passive | Biochemical reactor (BCR) | No pre-treatment | Discharge from reclaimed waste rock pile 1 (WRP1) area (adits, runoff, and groundwater seeps) | N | BCR without pre-treatment | Data not provided | Rogue River – Siskiyou National Forest in Northern California/no constraints noted | Pilot | September - December 2012 | Arsenic | As, total | µg/L | N | N/A | [9 empty] | 0.56 | ND | Not Applicable | Data not provided | Data not provided | Data not provided | Data not provided | Data not provided | Data not provided | Data not provided | Data not provided |  | Effluent | 6.41 | 3.46 | mg/L | 6.12 | °C | Data not provided | N/A | Data not provided | N/A | -146.1 | mV | 879 | µS/cm | None | N/A | Data not provided | Data not provided | Data not provided | Data not provided | Data not provided | Data not provided | Data not provided | Data not provided | The short time period of the study and cold weather/cold influent water appear to have had an overall negative effect on establishing robust microbial communities and sustaining sulfate reduction. | Data not provided | Fresh dairy cow manure should be used rather than horse manure - Dairy manure has been shown to contain higher numbers and diversity of SRB than horse or other manure types. Must have a consistent ethanol dose to the barrels. | Data not provided | Substrate: standard wood based substrate (wood chips and sawdust) with compost (horse manure) | Data not provided | Multiple limits of detection over time of study. Value is the min effluent value not qualified as non-detect. Range of non-detect values is < 1 - < 10. | ND = non-detect
Treatability Study Technical Memorandum, Blue Ledge Mine Superfund Site, Siskiyou County, California | BLUE LEDGE MINE | CAN000906063 | N/A | N/A | TSP02 | Post operations | BCR 2 | Passive | Biochemical reactor (BCR) | No pre-treatment | Discharge from reclaimed waste rock pile 1 (WRP1) area (adits, runoff, and groundwater seeps) | N | BCR without pre-treatment | Data not provided | Rogue River – Siskiyou National Forest in Northern California/no constraints noted | Pilot | September - December 2012 | Arsenic | As, dissolved | µg/L | N | N/A | [9 empty] | 0.26 | 0.38 | 31.5789 | Data not provided | Data not provided | Data not provided | Data not provided | Data not provided | Data not provided | Data not provided | Data not provided |  | Effluent | 6.46 | 5.16 | mg/L | 6.76 | °C | Data not provided | N/A | Data not provided | N/A | 3.8 | mV | 1971 | µS/cm | None | N/A | Data not provided | Data not provided | Data not provided | Data not provided | Data not provided | Data not provided | Data not provided | Data not provided | The short time period of the study and cold weather/cold influent water appear to have had an overall negative effect on establishing robust microbial communities and sustaining sulfate reduction. | Data not provided | As is present at very low levels (frequently non-detect) in the influent water. The initial As flush in the BCR effluents are due to leaching from the substrates. Fresh dairy cow manure should be used rather than horse manure - Dairy manure has been shown to contain higher numbers and diversity of SRB than horse or other manure types. Must have a consistent ethanol dose to the barrels. | Data not provided | Substrate: standard wood based substrate (wood chips and sawdust) with compost (horse manure) | Data not provided | Data not provided
Treatability Study Technical Memorandum, Blue Ledge Mine Superfund Site, Siskiyou County, California | BLUE LEDGE MINE | CAN000906063 | N/A | N/A | TSP03 | Post operations | BCR 3 | Passive | Biochemical reactor (BCR) | No pre-treatment | Discharge from reclaimed waste rock pile 1 (WRP1) area (adits, runoff, and groundwater seeps) | N | BCR without pre-treatment | Data not provided | Rogue River – Siskiyou National Forest in Northern California/no constraints noted | Pilot | September - December 2012 | Arsenic | As, total | µg/L | N | N/A | 3.2 | 15 | -368.75 | [9 empty] | Data not provided | Data not provided | Data not provided | Data not provided | Data not provided | Data not provided | Data not provided | Data not provided |  | Influent | 3.24 | 9.96 | mg/L | 6.54 | °C | Data not provided | N/A | Data not provided | N/A | 309.7 | mV | 1811 | µS/cm | None | N/A | Data not provided | Data not provided | Data not provided | Data not provided | Data not provided | Data not provided | Data not provided | Data not provided | The short time period of the study and cold weather/cold influent water appear to have had an overall negative effect on establishing robust microbial communities and sustaining sulfate reduction. | Data not provided | Fresh dairy cow manure should be used rather than horse manure - Dairy manure has been shown to contain higher numbers and diversity of SRB than horse or other manure types. Must have a consistent ethanol dose to the barrels. | Data not provided | Substrate: ChitoRem | Data not provided | Multiple limits of detection over time of study. Value is the max value not qualified as non-detect. Range of non-detect values is < 1 - < 10.
Treatability Study Technical Memorandum, Blue Ledge Mine Superfund Site, Siskiyou County, California | BLUE LEDGE MINE | CAN000906063 | N/A | N/A | TSP03 | Post operations | BCR 3 | Passive | Biochemical reactor (BCR) | No pre-treatment | Discharge from reclaimed waste rock pile 1 (WRP1) area (adits, runoff, and groundwater seeps) | N | BCR without pre-treatment | Data not provided | Rogue River – Siskiyou National Forest in Northern California/no constraints noted | Pilot | September - December 2012 | Arsenic | As, dissolved | µg/L | N | N/A | 1.1 | 16.3 | -1381.8182 | [9 empty] | Data not provided | Data not provided | Data not provided | Data not provided | Data not provided | Data not provided | Data not provided | Data not provided |  | Influent | 3.07 | 8.64 | mg/L | 5.49 | °C | Data not provided | N/A | Data not provided | N/A | 515.3 | mV | 561 | µS/cm | None | N/A | Data not provided | Data not provided | Data not provided | Data not provided | Data not provided | Data not provided | Data not provided | Data not provided | The short time period of the study and cold weather/cold influent water appear to have had an overall negative effect on establishing robust microbial communities and sustaining sulfate reduction. | Data not provided | Fresh dairy cow manure should be used rather than horse manure - Dairy manure has been shown to contain higher numbers and diversity of SRB than horse or other manure types. Must have a consistent ethanol dose to the barrels. | Data not provided | Substrate: ChitoRem | Data not provided | Multiple limits of detection over time of study. Value is the max value not qualified as non-detect. Range of non-detect values is < 1 - < 10.
Treatability Study Technical Memorandum, Blue Ledge Mine Superfund Site, Siskiyou County, California | BLUE LEDGE MINE | CAN000906063 | N/A | N/A | TSP03 | Post operations | BCR 3 | Passive | Biochemical reactor (BCR) | No pre-treatment | Discharge from reclaimed waste rock pile 1 (WRP1) area (adits, runoff, and groundwater seeps) | N | BCR without pre-treatment | Data not provided | Rogue River – Siskiyou National Forest in Northern California/no constraints noted | Pilot | September - December 2012 | Arsenic | As, total | µg/L | N | N/A |  |  |  | 1.2 | 38.5 | -3108.3333 | [6 empty] | Data not provided | Data not provided | Data not provided | Data not provided | Data not provided | Data not provided | Data not provided | Data not provided |  | Influent | Data not provided | 9.4 | mg/L | 5.97 | °C | Data not provided | N/A | Data not provided | N/A | 439.6 | mV | 1976 | µS/cm | None | N/A | Data not provided | Data not provided | Data not provided | Data not provided | Data not provided | Data not provided | Data not provided | Data not provided | The short time period of the study and cold weather/cold influent water appear to have had an overall negative effect on establishing robust microbial communities and sustaining sulfate reduction. | Data not provided | Fresh dairy cow manure should be used rather than horse manure - Dairy manure has been shown to contain higher numbers and diversity of SRB than horse or other manure types. Must have a consistent ethanol dose to the barrels. | Data not provided | Substrate: ChitoRem | Data not provided | Multiple limits of detection over time of study. Value is the min value not qualified as non-detect. Range of non-detect values is < 1 - < 10.
Treatability Study Technical Memorandum, Blue Ledge Mine Superfund Site, Siskiyou County, California | BLUE LEDGE MINE | CAN000906063 | N/A | N/A | TSP03 | Post operations | BCR 3 | Passive | Biochemical reactor (BCR) | No pre-treatment | Discharge from reclaimed waste rock pile 1 (WRP1) area (adits, runoff, and groundwater seeps) | N | BCR without pre-treatment | Data not provided | Rogue River – Siskiyou National Forest in Northern California/no constraints noted | Pilot | September - December 2012 | Arsenic | As, dissolved | µg/L | N | N/A |  |  |  | 0.38 | 17.9 | -4610.5263 | [6 empty] | Data not provided | Data not provided | Data not provided | Data not provided | Data not provided | Data not provided | Data not provided | Data not provided |  | Influent | 3.24 | 9.96 | mg/L | 6.54 | °C | Data not provided | N/A | Data not provided | N/A | 309.7 | mV | 1811 | µS/cm | None | N/A | Data not provided | Data not provided | Data not provided | Data not provided | Data not provided | Data not provided | Data not provided | Data not provided | The short time period of the study and cold weather/cold influent water appear to have had an overall negative effect on establishing robust microbial communities and sustaining sulfate reduction. | Data not provided | Fresh dairy cow manure should be used rather than horse manure - Dairy manure has been shown to contain higher numbers and diversity of SRB than horse or other manure types. Must have a consistent ethanol dose to the barrels. | Data not provided | Substrate: ChitoRem | Data not provided | Multiple limits of detection over time of study. Value is the min value not qualified as non-detect. Range of non-detect values is < 1 - < 10.
Treatability Study Technical Memorandum, Blue Ledge Mine Superfund Site, Siskiyou County, California | BLUE LEDGE MINE | CAN000906063 | N/A | N/A | TSP03 | Post operations | BCR 3 | Passive | Biochemical reactor (BCR) | No pre-treatment | Discharge from reclaimed waste rock pile 1 (WRP1) area (adits, runoff, and groundwater seeps) | N | BCR without pre-treatment | Data not provided | Rogue River – Siskiyou National Forest in Northern California/no constraints noted | Pilot | September - December 2012 | Arsenic | As, total | µg/L | N | N/A | [6 empty] | 611 | ND | Not Applicable |  |  |  | Data not provided | Data not provided | Data not provided | Data not provided | Data not provided | Data not provided | Data not provided | Data not provided |  | Effluent | 7.16 | 2.12 | mg/L | 15.37 | °C | Data not provided | N/A | Data not provided | N/A | -107.2 | mV | 29030 | µS/cm | None | N/A | Data not provided | Data not provided | Data not provided | Data not provided | Data not provided | Data not provided | Data not provided | Data not provided | The short time period of the study and cold weather/cold influent water appear to have had an overall negative effect on establishing robust microbial communities and sustaining sulfate reduction. | Data not provided | Fresh dairy cow manure should be used rather than horse manure - Dairy manure has been shown to contain higher numbers and diversity of SRB than horse or other manure types. Must have a consistent ethanol dose to the barrels. | Data not provided | Substrate: ChitoRem | Data not provided | Data not provided | ND = non-detect
Treatability Study Technical Memorandum, Blue Ledge Mine Superfund Site, Siskiyou County, California | BLUE LEDGE MINE | CAN000906063 | N/A | N/A | TSP03 | Post operations | BCR 3 | Passive | Biochemical reactor (BCR) | No pre-treatment | Discharge from reclaimed waste rock pile 1 (WRP1) area (adits, runoff, and groundwater seeps) | N | BCR without pre-treatment | Data not provided | Rogue River – Siskiyou National Forest in Northern California/no constraints noted | Pilot | September - December 2012 | Arsenic | As, dissolved | µg/L | N | N/A | [6 empty] | 651 | ND | Not Applicable |  |  |  | Data not provided | Data not provided | Data not provided | Data not provided | Data not provided | Data not provided | Data not provided | Data not provided |  | Effluent | 7.16 | 2.12 | mg/L | 15.37 | °C | Data not provided | N/A | Data not provided | N/A | -107.2 | mV | 29030 | µS/cm | None | N/A | Data not provided | Data not provided | Data not provided | Data not provided | Data not provided | Data not provided | Y | 150 µg/L screening level based on Freshwater National Recommended Water Quality Criteria (NRWQC) criterion continuous concentration (CCC) | The short time period of the study and cold weather/cold influent water appear to have had an overall negative effect on establishing robust microbial communities and sustaining sulfate reduction. | Data not provided | Fresh dairy cow manure should be used rather than horse manure - Dairy manure has been shown to contain higher numbers and diversity of SRB than horse or other manure types. Must have a consistent ethanol dose to the barrels. | Data not provided | Substrate: ChitoRem | Data not provided | Data not provided | ND = non-detect
Treatability Study Technical Memorandum, Blue Ledge Mine Superfund Site, Siskiyou County, California | BLUE LEDGE MINE | CAN000906063 | N/A | N/A | TSP03 | Post operations | BCR 3 | Passive | Biochemical reactor (BCR) | No pre-treatment | Discharge from reclaimed waste rock pile 1 (WRP1) area (adits, runoff, and groundwater seeps) | N | BCR without pre-treatment | Data not provided | Rogue River – Siskiyou National Forest in Northern California/no constraints noted | Pilot | September - December 2012 | Arsenic | As, total | µg/L | N | N/A | [9 empty] | 10 | ND | Not Applicable | Data not provided | Data not provided | Data not provided | Data not provided | Data not provided | Data not provided | Data not provided | Data not provided |  | Effluent | 7.22 | 1.89 | mg/L | 5.47 | °C | Data not provided | N/A | Data not provided | N/A | -134.2 | mV | 3074 | µS/cm | None | N/A | Data not provided | Data not provided | Data not provided | Data not provided | Data not provided | Data not provided | Data not provided | Data not provided | The short time period of the study and cold weather/cold influent water appear to have had an overall negative effect on establishing robust microbial communities and sustaining sulfate reduction. | Data not provided | Fresh dairy cow manure should be used rather than horse manure - Dairy manure has been shown to contain higher numbers and diversity of SRB than horse or other manure types. Must have a consistent ethanol dose to the barrels. | Data not provided | Substrate: ChitoRem | Data not provided | Data not provided | ND = non-detect
Treatability Study Technical Memorandum, Blue Ledge Mine Superfund Site, Siskiyou County, California | BLUE LEDGE MINE | CAN000906063 | N/A | N/A | TSP03 | Post operations | BCR 3 | Passive | Biochemical reactor (BCR) | No pre-treatment | Discharge from reclaimed waste rock pile 1 (WRP1) area (adits, runoff, and groundwater seeps) | N | BCR without pre-treatment | Data not provided | Rogue River – Siskiyou National Forest in Northern California/no constraints noted | Pilot | September - December 2012 | Arsenic | As, dissolved | µg/L | N | N/A | [9 empty] | 9.5 | ND | Not Applicable | Data not provided | Data not provided | Data not provided | Data not provided | Data not provided | Data not provided | Data not provided | Data not provided |  | Effluent | 7.22 | 1.89 | mg/L | 5.47 | °C | Data not provided | N/A | Data not provided | N/A | -134.2 | mV | 3074 | µS/cm | None | N/A | Data not provided | Data not provided | Data not provided | Data not provided | Data not provided | Data not provided | Y | 150 µg/L screening level based on Freshwater National Recommended Water Quality Criteria (NRWQC) criterion continuous concentration (CCC) | The short time period of the study and cold weather/cold influent water appear to have had an overall negative effect on establishing robust microbial communities and sustaining sulfate reduction. | Data not provided | Fresh dairy cow manure should be used rather than horse manure - Dairy manure has been shown to contain higher numbers and diversity of SRB than horse or other manure types. Must have a consistent ethanol dose to the barrels. | Data not provided | Substrate: ChitoRem | Data not provided | Data not provided | ND = non-detect
Treatability Study Technical Memorandum, Blue Ledge Mine Superfund Site, Siskiyou County, California | BLUE LEDGE MINE | CAN000906063 | N/A | N/A | TSP04 | Post operations | BCR 4 | Passive | Successive alkalinity producing system (SAPS) | Pre-treatment | Discharge from reclaimed waste rock pile 1 (WRP1) area (adits, runoff, and groundwater seeps) | N | Pre-treatment | Data not provided | Rogue River – Siskiyou National Forest in Northern California/no constraints noted | Pilot | September - December 2012 | Arsenic | As, total | µg/L | N | N/A | 3.2 | 2.1 | 34.375 | [9 empty] | Data not provided | Data not provided | Data not provided | Data not provided | Data not provided | Data not provided | Data not provided | Data not provided |  | Influent | 3.24 | 9.96 | mg/L | 6.54 | °C | Data not provided | N/A | Data not provided | N/A | 309.7 | mV | 1811 | µS/cm | None | N/A | Data not provided | Data not provided | Data not provided | Data not provided | Data not provided | Data not provided | Data not provided | Data not provided | The short time period of the study and cold weather/cold influent water appear to have had an overall negative effect on establishing robust microbial communities and sustaining sulfate reduction. | Data not provided | Fresh dairy cow manure should be used rather than horse manure - Dairy manure has been shown to contain higher numbers and diversity of SRB than horse or other manure types. Must have a consistent ethanol dose to the barrels. | Data not provided | Successive alkalinity producing system (SAPS) with manure and limestone | Data not provided | Multiple limits of detection over time of study. Value is the max value not qualified as non-detect. Range of non-detect values is < 1 - < 10.
Treatability Study Technical Memorandum, Blue Ledge Mine Superfund Site, Siskiyou County, California | BLUE LEDGE MINE | CAN000906063 | N/A | N/A | TSP04 | Post operations | BCR 4 | Passive | Successive alkalinity producing system (SAPS) | Pre-treatment | Discharge from reclaimed waste rock pile 1 (WRP1) area (adits, runoff, and groundwater seeps) | N | Pre-treatment | Data not provided | Rogue River – Siskiyou National Forest in Northern California/no constraints noted | Pilot | September - December 2012 | Arsenic | As, dissolved | µg/L | N | N/A | 1.1 | 0.62 | 43.6364 | [9 empty] | Data not provided | Data not provided | Data not provided | Data not provided | Data not provided | Data not provided | Data not provided | Data not provided |  | Influent | 3.07 | 8.64 | mg/L | 5.49 | °C | Data not provided | N/A | Data not provided | N/A | 515.3 | mV | 561 | µS/cm | None | N/A | Data not provided | Data not provided | Data not provided | Data not provided | Data not provided | Data not provided | Data not provided | Data not provided | The short time period of the study and cold weather/cold influent water appear to have had an overall negative effect on establishing robust microbial communities and sustaining sulfate reduction. | Data not provided | Fresh dairy cow manure should be used rather than horse manure - Dairy manure has been shown to contain higher numbers and diversity of SRB than horse or other manure types. Must have a consistent ethanol dose to the barrels. | Data not provided | Successive alkalinity producing system (SAPS) with manure and limestone | Data not provided | Multiple limits of detection over time of study. Value is the max value not qualified as non-detect. Range of non-detect values is < 1 - < 10.
Treatability Study Technical Memorandum, Blue Ledge Mine Superfund Site, Siskiyou County, California | BLUE LEDGE MINE | CAN000906063 | N/A | N/A | TSP04 | Post operations | BCR 4 | Passive | Successive alkalinity producing system (SAPS) | Pre-treatment | Discharge from reclaimed waste rock pile 1 (WRP1) area (adits, runoff, and groundwater seeps) | N | Pre-treatment | Data not provided | Rogue River – Siskiyou National Forest in Northern California/no constraints noted | Pilot | September - December 2012 | Arsenic | As, total | µg/L | N | N/A |  |  |  | 1.2 | 1.7 | -41.6667 | [6 empty] | Data not provided | Data not provided | Data not provided | Data not provided | Data not provided | Data not provided | Data not provided | Data not provided |  | Influent | Data not provided | 9.4 | mg/L | 5.97 | °C | Data not provided | N/A | Data not provided | N/A | 439.6 | mV | 1976 | µS/cm | None | N/A | Data not provided | Data not provided | Data not provided | Data not provided | Data not provided | Data not provided | Data not provided | Data not provided | The short time period of the study and cold weather/cold influent water appear to have had an overall negative effect on establishing robust microbial communities and sustaining sulfate reduction. | Data not provided | Fresh dairy cow manure should be used rather than horse manure - Dairy manure has been shown to contain higher numbers and diversity of SRB than horse or other manure types. Must have a consistent ethanol dose to the barrels. | Data not provided | Successive alkalinity producing system (SAPS) with manure and limestone | Data not provided | Multiple limits of detection over time of study. Value is the min value not qualified as non-detect. Range of non-detect values is < 1 - < 10.
Treatability Study Technical Memorandum, Blue Ledge Mine Superfund Site, Siskiyou County, California | BLUE LEDGE MINE | CAN000906063 | N/A | N/A | TSP04 | Post operations | BCR 4 | Passive | Successive alkalinity producing system (SAPS) | Pre-treatment | Discharge from reclaimed waste rock pile 1 (WRP1) area (adits, runoff, and groundwater seeps) | N | Pre-treatment | Data not provided | Rogue River – Siskiyou National Forest in Northern California/no constraints noted | Pilot | September - December 2012 | Arsenic | As, dissolved | µg/L | N | N/A |  |  |  | 0.38 | 1.3 | -242.1053 | [6 empty] | Data not provided | Data not provided | Data not provided | Data not provided | Data not provided | Data not provided | Data not provided | Data not provided |  | Influent | 3.24 | 9.96 | mg/L | 6.54 | °C | Data not provided | N/A | Data not provided | N/A | 309.7 | mV | 1811 | µS/cm | None | N/A | Data not provided | Data not provided | Data not provided | Data not provided | Data not provided | Data not provided | Data not provided | Data not provided | The short time period of the study and cold weather/cold influent water appear to have had an overall negative effect on establishing robust microbial communities and sustaining sulfate reduction. | Data not provided | Fresh dairy cow manure should be used rather than horse manure - Dairy manure has been shown to contain higher numbers and diversity of SRB than horse or other manure types. Must have a consistent ethanol dose to the barrels. | Data not provided | Successive alkalinity producing system (SAPS) with manure and limestone | Data not provided | Multiple limits of detection over time of study. Value is the min value not qualified as non-detect. Range of non-detect values is < 1 - < 10.
Treatability Study Technical Memorandum, Blue Ledge Mine Superfund Site, Siskiyou County, California | BLUE LEDGE MINE | CAN000906063 | N/A | N/A | TSP04 | Post operations | BCR 4 | Passive | Successive alkalinity producing system (SAPS) | Pre-treatment | Discharge from reclaimed waste rock pile 1 (WRP1) area (adits, runoff, and groundwater seeps) | N | Pre-treatment | Data not provided | Rogue River – Siskiyou National Forest in Northern California/no constraints noted | Pilot | September - December 2012 | Arsenic | As, total | µg/L | N | N/A | [6 empty] | 31.6 | ND | Not Applicable |  |  |  | Data not provided | Data not provided | Data not provided | Data not provided | Data not provided | Data not provided | Data not provided | Data not provided |  | Effluent | 7.15 | 4.64 | mg/L | 15.84 | °C | Data not provided | N/A | Data not provided | N/A | -24 | mV | 2969 | µS/cm | None | N/A | Data not provided | Data not provided | Data not provided | Data not provided | Data not provided | Data not provided | Data not provided | Data not provided | The short time period of the study and cold weather/cold influent water appear to have had an overall negative effect on establishing robust microbial communities and sustaining sulfate reduction. | Data not provided | Fresh dairy cow manure should be used rather than horse manure - Dairy manure has been shown to contain higher numbers and diversity of SRB than horse or other manure types. Must have a consistent ethanol dose to the barrels. | Data not provided | Successive alkalinity producing system (SAPS) with manure and limestone | Data not provided | Data not provided | ND = non-detect
Treatability Study Technical Memorandum, Blue Ledge Mine Superfund Site, Siskiyou County, California | BLUE LEDGE MINE | CAN000906063 | N/A | N/A | TSP04 | Post operations | BCR 4 | Passive | Successive alkalinity producing system (SAPS) | Pre-treatment | Discharge from reclaimed waste rock pile 1 (WRP1) area (adits, runoff, and groundwater seeps) | N | Pre-treatment | Data not provided | Rogue River – Siskiyou National Forest in Northern California/no constraints noted | Pilot | September - December 2012 | Arsenic | As, dissolved | µg/L | N | N/A | [6 empty] | 20.9 | ND | Not Applicable |  |  |  | Data not provided | Data not provided | Data not provided | Data not provided | Data not provided | Data not provided | Data not provided | Data not provided |  | Effluent | 7.15 | 4.64 | mg/L | 15.84 | °C | Data not provided | N/A | Data not provided | N/A | -24 | mV | 2969 | µS/cm | None | N/A | Data not provided | Data not provided | Data not provided | Data not provided | Data not provided | Data not provided | Y | 150 µg/L screening level based on Freshwater National Recommended Water Quality Criteria (NRWQC) criterion continuous concentration (CCC) | The short time period of the study and cold weather/cold influent water appear to have had an overall negative effect on establishing robust microbial communities and sustaining sulfate reduction. | Data not provided | Fresh dairy cow manure should be used rather than horse manure - Dairy manure has been shown to contain higher numbers and diversity of SRB than horse or other manure types. Must have a consistent ethanol dose to the barrels. | Data not provided | Successive alkalinity producing system (SAPS) with manure and limestone | Data not provided | Data not provided | ND = non-detect
Treatability Study Technical Memorandum, Blue Ledge Mine Superfund Site, Siskiyou County, California | BLUE LEDGE MINE | CAN000906063 | N/A | N/A | TSP04 | Post operations | BCR 4 | Passive | Successive alkalinity producing system (SAPS) | Pre-treatment | Discharge from reclaimed waste rock pile 1 (WRP1) area (adits, runoff, and groundwater seeps) | N | Pre-treatment | Data not provided | Rogue River – Siskiyou National Forest in Northern California/no constraints noted | Pilot | September - December 2012 | Arsenic | As, total | µg/L | N | N/A | [9 empty] | 0.96 | ND | Not Applicable | Data not provided | Data not provided | Data not provided | Data not provided | Data not provided | Data not provided | Data not provided | Data not provided |  | Effluent | 6.89 | 0.82 | mg/L | 6.58 | °C | Data not provided | N/A | Data not provided | N/A | -146.9 | mV | 854 | µS/cm | None | N/A | Data not provided | Data not provided | Data not provided | Data not provided | Data not provided | Data not provided | Data not provided | Data not provided | The short time period of the study and cold weather/cold influent water appear to have had an overall negative effect on establishing robust microbial communities and sustaining sulfate reduction. | Data not provided | Fresh dairy cow manure should be used rather than horse manure - Dairy manure has been shown to contain higher numbers and diversity of SRB than horse or other manure types. Must have a consistent ethanol dose to the barrels. | Data not provided | Successive alkalinity producing system (SAPS) with manure and limestone | Data not provided | Data not provided | ND = non-detect
Treatability Study Technical Memorandum, Blue Ledge Mine Superfund Site, Siskiyou County, California | BLUE LEDGE MINE | CAN000906063 | N/A | N/A | TSP04 | Post operations | BCR 4 | Passive | Successive alkalinity producing system (SAPS) | Pre-treatment | Discharge from reclaimed waste rock pile 1 (WRP1) area (adits, runoff, and groundwater seeps) | N | Pre-treatment | Data not provided | Rogue River – Siskiyou National Forest in Northern California/no constraints noted | Pilot | September - December 2012 | Arsenic | As, dissolved | µg/L | N | N/A | [9 empty] | 0.31 | ND | Not Applicable | Data not provided | Data not provided | Data not provided | Data not provided | Data not provided | Data not provided | Data not provided | Data not provided |  | Effluent | 7.05 | 7.22 | mg/L | 6.02 | °C | Data not provided | N/A | Data not provided | N/A | -62.6 | mV | 2004 | µS/cm | None | N/A | Data not provided | Data not provided | Data not provided | Data not provided | Data not provided | Data not provided | Y | 150 µg/L screening level based on Freshwater National Recommended Water Quality Criteria (NRWQC) criterion continuous concentration (CCC) | The short time period of the study and cold weather/cold influent water appear to have had an overall negative effect on establishing robust microbial communities and sustaining sulfate reduction. | Data not provided | Fresh dairy cow manure should be used rather than horse manure - Dairy manure has been shown to contain higher numbers and diversity of SRB than horse or other manure types. Must have a consistent ethanol dose to the barrels. | Data not provided | Successive alkalinity producing system (SAPS) with manure and limestone | Data not provided | Data not provided | ND = non-detect
Treatability Study Technical Memorandum, Blue Ledge Mine Superfund Site, Siskiyou County, California | BLUE LEDGE MINE | CAN000906063 | N/A | N/A | TSP05 | Post operations | BCR 5 | Passive | Successive alkalinity producing system (SAPS) | Pre-treatment | Discharge from reclaimed waste rock pile 1 (WRP1) area (adits, runoff, and groundwater seeps) | N | Pre-treatment | Data not provided | Rogue River – Siskiyou National Forest in Northern California/no constraints noted | Pilot | September - December 2012 | Arsenic | As, total | µg/L | N | N/A | 3.2 | ND | (-)56.25 - 84.375 | [9 empty] | Data not provided | Data not provided | Data not provided | Data not provided | Data not provided | Data not provided | Data not provided | Data not provided |  | Influent | 3.24 | 9.96 | mg/L | 6.54 | °C | Data not provided | N/A | Data not provided | N/A | 309.7 | mV | 1811 | µS/cm | None | N/A | Data not provided | Data not provided | Data not provided | Data not provided | Data not provided | Data not provided | Data not provided | Data not provided | The short time period of the study and cold weather/cold influent water appear to have had an overall negative effect on establishing robust microbial communities and sustaining sulfate reduction. | Data not provided | Fresh dairy cow manure should be used rather than horse manure - Dairy manure has been shown to contain higher numbers and diversity of SRB than horse or other manure types. Must have a consistent ethanol dose to the barrels. | Data not provided | Same as BCR 4 with the addition of ethanol. Successive alkalinity producing system (SAPS) with manure and limestone | Data not provided | Multiple limits of detection over time of study. Value is the max influent value not qualified as non-detect. Range of non-detect values is < 1 - < 10. | ND = non-detect
Treatability Study Technical Memorandum, Blue Ledge Mine Superfund Site, Siskiyou County, California | BLUE LEDGE MINE | CAN000906063 | N/A | N/A | TSP05 | Post operations | BCR 5 | Passive | Successive alkalinity producing system (SAPS) | Pre-treatment | Discharge from reclaimed waste rock pile 1 (WRP1) area (adits, runoff, and groundwater seeps) | N | Pre-treatment | Data not provided | Rogue River – Siskiyou National Forest in Northern California/no constraints noted | Pilot | September - December 2012 | Arsenic | As, dissolved | µg/L | N | N/A | 1.1 | 0.76 | 30.9091 | [9 empty] | Data not provided | Data not provided | Data not provided | Data not provided | Data not provided | Data not provided | Data not provided | Data not provided |  | Influent | 3.07 | 8.64 | mg/L | 5.49 | °C | Data not provided | N/A | Data not provided | N/A | 515.3 | mV | 561 | µS/cm | None | N/A | Data not provided | Data not provided | Data not provided | Data not provided | Data not provided | Data not provided | Data not provided | Data not provided | The short time period of the study and cold weather/cold influent water appear to have had an overall negative effect on establishing robust microbial communities and sustaining sulfate reduction. | Data not provided | Fresh dairy cow manure should be used rather than horse manure - Dairy manure has been shown to contain higher numbers and diversity of SRB than horse or other manure types. Must have a consistent ethanol dose to the barrels. | Data not provided | Same as BCR 4 with the addition of ethanol. Successive alkalinity producing system (SAPS) with manure and limestone | Data not provided | Multiple limits of detection over time of study. Value is the max influent value not qualified as non-detect. Range of non-detect values is < 1 - < 10.
Treatability Study Technical Memorandum, Blue Ledge Mine Superfund Site, Siskiyou County, California | BLUE LEDGE MINE | CAN000906063 | N/A | N/A | TSP05 | Post operations | BCR 5 | Passive | Successive alkalinity producing system (SAPS) | Pre-treatment | Discharge from reclaimed waste rock pile 1 (WRP1) area (adits, runoff, and groundwater seeps) | N | Pre-treatment | Data not provided | Rogue River – Siskiyou National Forest in Northern California/no constraints noted | Pilot | September - December 2012 | Arsenic | As, total | µg/L | N | N/A |  |  |  | 1.2 | 1.8 | -50 | [6 empty] | Data not provided | Data not provided | Data not provided | Data not provided | Data not provided | Data not provided | Data not provided | Data not provided |  | Influent | Data not provided | 9.4 | mg/L | 5.97 | °C | Data not provided | N/A | Data not provided | N/A | 439.6 | mV | 1976 | µS/cm | None | N/A | Data not provided | Data not provided | Data not provided | Data not provided | Data not provided | Data not provided | Data not provided | Data not provided | The short time period of the study and cold weather/cold influent water appear to have had an overall negative effect on establishing robust microbial communities and sustaining sulfate reduction. | Data not provided | Fresh dairy cow manure should be used rather than horse manure - Dairy manure has been shown to contain higher numbers and diversity of SRB than horse or other manure types. Must have a consistent ethanol dose to the barrels. | Data not provided | Same as BCR 4 with the addition of ethanol. Successive alkalinity producing system (SAPS) with manure and limestone | Data not provided | Multiple limits of detection over time of study. Value is the min influent value not qualified as non-detect. Range of non-detect values is < 1 - < 10.
Treatability Study Technical Memorandum, Blue Ledge Mine Superfund Site, Siskiyou County, California | BLUE LEDGE MINE | CAN000906063 | N/A | N/A | TSP05 | Post operations | BCR 5 | Passive | Successive alkalinity producing system (SAPS) | Pre-treatment | Discharge from reclaimed waste rock pile 1 (WRP1) area (adits, runoff, and groundwater seeps) | N | Pre-treatment | Data not provided | Rogue River – Siskiyou National Forest in Northern California/no constraints noted | Pilot | September - December 2012 | Arsenic | As, dissolved | µg/L | N | N/A |  |  |  | 0.38 | 0.38 | 0 | [6 empty] | Data not provided | Data not provided | Data not provided | Data not provided | Data not provided | Data not provided | Data not provided | Data not provided |  | Influent | 3.24 | 9.96 | mg/L | 6.54 | °C | Data not provided | N/A | Data not provided | N/A | 309.7 | mV | 1811 | µS/cm | None | N/A | Data not provided | Data not provided | Data not provided | Data not provided | Data not provided | Data not provided | Data not provided | Data not provided | The short time period of the study and cold weather/cold influent water appear to have had an overall negative effect on establishing robust microbial communities and sustaining sulfate reduction. | Data not provided | Fresh dairy cow manure should be used rather than horse manure - Dairy manure has been shown to contain higher numbers and diversity of SRB than horse or other manure types. Must have a consistent ethanol dose to the barrels. | Data not provided | Same as BCR 4 with the addition of ethanol. Successive alkalinity producing system (SAPS) with manure and limestone | Data not provided | Multiple limits of detection over time of study. Value is the min influent value not qualified as non-detect. Range of non-detect values is < 1 - < 10.
Treatability Study Technical Memorandum, Blue Ledge Mine Superfund Site, Siskiyou County, California | BLUE LEDGE MINE | CAN000906063 | N/A | N/A | TSP05 | Post operations | BCR 5 | Passive | Successive alkalinity producing system (SAPS) | Pre-treatment | Discharge from reclaimed waste rock pile 1 (WRP1) area (adits, runoff, and groundwater seeps) | N | Pre-treatment | Data not provided | Rogue River – Siskiyou National Forest in Northern California/no constraints noted | Pilot | September - December 2012 | Arsenic | As, total | µg/L | N | N/A | [6 empty] | 21.2 | ND | Not Applicable |  |  |  | Data not provided | Data not provided | Data not provided | Data not provided | Data not provided | Data not provided | Data not provided | Data not provided |  | Effluent | 6.14 | 7.74 | mg/L | 15.79 | °C | Data not provided | N/A | Data not provided | N/A | 78.9 | mV | 4040 | µS/cm | None | N/A | Data not provided | Data not provided | Data not provided | Data not provided | Data not provided | Data not provided | Data not provided | Data not provided | The short time period of the study and cold weather/cold influent water appear to have had an overall negative effect on establishing robust microbial communities and sustaining sulfate reduction. | Data not provided | Fresh dairy cow manure should be used rather than horse manure - Dairy manure has been shown to contain higher numbers and diversity of SRB than horse or other manure types. Must have a consistent ethanol dose to the barrels. | Data not provided | Same as BCR 4 with the addition of ethanol. Successive alkalinity producing system (SAPS) with manure and limestone | Data not provided | Multiple limits of detection over time of study. Value is the max effluent value not qualified as non-detect. Range of non-detect values is < 1 - < 10. | ND = non-detect
Treatability Study Technical Memorandum, Blue Ledge Mine Superfund Site, Siskiyou County, California | BLUE LEDGE MINE | CAN000906063 | N/A | N/A | TSP05 | Post operations | BCR 5 | Passive | Successive alkalinity producing system (SAPS) | Pre-treatment | Discharge from reclaimed waste rock pile 1 (WRP1) area (adits, runoff, and groundwater seeps) | N | Pre-treatment | Data not provided | Rogue River – Siskiyou National Forest in Northern California/no constraints noted | Pilot | September - December 2012 | Arsenic | As, dissolved | µg/L | N | N/A | [6 empty] | 13.9 | ND | Not Applicable |  |  |  | Data not provided | Data not provided | Data not provided | Data not provided | Data not provided | Data not provided | Data not provided | Data not provided |  | Effluent | 6.14 | 7.74 | mg/L | 15.79 | °C | Data not provided | N/A | Data not provided | N/A | 78.9 | mV | 4040 | µS/cm | None | N/A | Data not provided | Data not provided | Data not provided | Data not provided | Data not provided | Data not provided | Y | 150 µg/L screening level based on Freshwater National Recommended Water Quality Criteria (NRWQC) criterion continuous concentration (CCC) | The short time period of the study and cold weather/cold influent water appear to have had an overall negative effect on establishing robust microbial communities and sustaining sulfate reduction. | Data not provided | Fresh dairy cow manure should be used rather than horse manure - Dairy manure has been shown to contain higher numbers and diversity of SRB than horse or other manure types. Must have a consistent ethanol dose to the barrels. | Data not provided | Same as BCR 4 with the addition of ethanol. Successive alkalinity producing system (SAPS) with manure and limestone | Data not provided | Multiple limits of detection over time of study. Value is the max effluent value not qualified as non-detect. Range of non-detect values is < 5 - < 10. | ND = non-detect
Treatability Study Technical Memorandum, Blue Ledge Mine Superfund Site, Siskiyou County, California | BLUE LEDGE MINE | CAN000906063 | N/A | N/A | TSP05 | Post operations | BCR 5 | Passive | Successive alkalinity producing system (SAPS) | Pre-treatment | Discharge from reclaimed waste rock pile 1 (WRP1) area (adits, runoff, and groundwater seeps) | N | Pre-treatment | Data not provided | Rogue River – Siskiyou National Forest in Northern California/no constraints noted | Pilot | September - December 2012 | Arsenic | As, total | µg/L | N | N/A | [9 empty] | 1 | ND | Not Applicable | Data not provided | Data not provided | Data not provided | Data not provided | Data not provided | Data not provided | Data not provided | Data not provided |  | Effluent | 6.4 | 3.33 | mg/L | 5.42 | °C | Data not provided | N/A | Data not provided | N/A | 12.6 | mV | 2405 | µS/cm | None | N/A | Data not provided | Data not provided | Data not provided | Data not provided | Data not provided | Data not provided | Data not provided | Data not provided | The short time period of the study and cold weather/cold influent water appear to have had an overall negative effect on establishing robust microbial communities and sustaining sulfate reduction. | Data not provided | Fresh dairy cow manure should be used rather than horse manure - Dairy manure has been shown to contain higher numbers and diversity of SRB than horse or other manure types. Must have a consistent ethanol dose to the barrels. | Data not provided | Same as BCR 4 with the addition of ethanol. Successive alkalinity producing system (SAPS) with manure and limestone | Data not provided | Multiple limits of detection over time of study. Value is the min effluent value not qualified as non-detect. Range of non-detect values is < 1 - < 10. | ND = non-detect
Treatability Study Technical Memorandum, Blue Ledge Mine Superfund Site, Siskiyou County, California | BLUE LEDGE MINE | CAN000906063 | N/A | N/A | TSP05 | Post operations | BCR 5 | Passive | Successive alkalinity producing system (SAPS) | Pre-treatment | Discharge from reclaimed waste rock pile 1 (WRP1) area (adits, runoff, and groundwater seeps) | N | Pre-treatment | Data not provided | Rogue River – Siskiyou National Forest in Northern California/no constraints noted | Pilot | September - December 2012 | Arsenic | As, dissolved | µg/L | N | N/A | [9 empty] | 0.38 | 0.38 | 0 | Data not provided | Data not provided | Data not provided | Data not provided | Data not provided | Data not provided | Data not provided | Data not provided |  | Effluent | 6.89 | 4.73 | mg/L | 6.38 | °C | Data not provided | N/A | Data not provided | N/A | -58.6 | mV | 2294 | µS/cm | None | N/A | Data not provided | Data not provided | Data not provided | Data not provided | Data not provided | Data not provided | Y | 150 µg/L screening level based on Freshwater National Recommended Water Quality Criteria (NRWQC) criterion continuous concentration (CCC) | The short time period of the study and cold weather/cold influent water appear to have had an overall negative effect on establishing robust microbial communities and sustaining sulfate reduction. | Data not provided | Fresh dairy cow manure should be used rather than horse manure - Dairy manure has been shown to contain higher numbers and diversity of SRB than horse or other manure types. Must have a consistent ethanol dose to the barrels. | Data not provided | Same as BCR 4 with the addition of ethanol. Successive alkalinity producing system (SAPS) with manure and limestone | Data not provided | Multiple limits of detection over time of study. Value is the min effluent value not qualified as non-detect. Range of non-detect values is < 5 - < 10.
Treatability Study Technical Memorandum, Blue Ledge Mine Superfund Site, Siskiyou County, California | BLUE LEDGE MINE | CAN000906063 | N/A | N/A | TSP01 | Post operations | BCR 1 | Passive | Biochemical reactor (BCR) | No pre-treatment | Discharge from reclaimed waste rock pile 1 (WRP1) area (adits, runoff, and groundwater seeps) | N | BCR without pre-treatment | Data not provided | Rogue River – Siskiyou National Forest in Northern California/no constraints noted | Pilot | September - December 2012 | Barium | Ba, total | µg/L | N | N/A | 20.6 | 123 | -497.0874 | [9 empty] | Data not provided | Data not provided | Data not provided | Data not provided | Data not provided | Data not provided | Data not provided | Data not provided |  | Influent | 3.24 | 9.96 | mg/L | 6.54 | °C | Data not provided | N/A | Data not provided | N/A | 309.7 | mV | 1811 | µS/cm | None | N/A | Data not provided | Data not provided | Data not provided | Data not provided | Data not provided | Data not provided | Data not provided | Data not provided | The short time period of the study and cold weather/cold influent water appear to have had an overall negative effect on establishing robust microbial communities and sustaining sulfate reduction. | Data not provided | Fresh dairy cow manure should be used rather than horse manure - Dairy manure has been shown to contain higher numbers and diversity of SRB than horse or other manure types. Must have a consistent ethanol dose to the barrels. | Data not provided | Substrate: standard wood based substrate (wood chips and sawdust) | Data not provided | Multiple limits of detection over time of study. Value is the max influent value not qualified as non-detect. Range of non-detect values is < 50 - < 100.
Treatability Study Technical Memorandum, Blue Ledge Mine Superfund Site, Siskiyou County, California | BLUE LEDGE MINE | CAN000906063 | N/A | N/A | TSP01 | Post operations | BCR 1 | Passive | Biochemical reactor (BCR) | No pre-treatment | Discharge from reclaimed waste rock pile 1 (WRP1) area (adits, runoff, and groundwater seeps) | N | BCR without pre-treatment | Data not provided | Rogue River – Siskiyou National Forest in Northern California/no constraints noted | Pilot | September - December 2012 | Barium | Ba, dissolved | µg/L | N | N/A | 13.6 | 57.1 | -319.8529 | [9 empty] | Data not provided | Data not provided | Data not provided | Data not provided | Data not provided | Data not provided | Data not provided | Data not provided |  | Influent | 3.06 | 9.35 | mg/L | 3.83 | °C | Data not provided | N/A | Data not provided | N/A | 481 | mV | 702 | µS/cm | None | N/A | Data not provided | Data not provided | Data not provided | Data not provided | Data not provided | Data not provided | Data not provided | Data not provided | The short time period of the study and cold weather/cold influent water appear to have had an overall negative effect on establishing robust microbial communities and sustaining sulfate reduction. | Data not provided | Fresh dairy cow manure should be used rather than horse manure - Dairy manure has been shown to contain higher numbers and diversity of SRB than horse or other manure types. Must have a consistent ethanol dose to the barrels. | Data not provided | Substrate: standard wood based substrate (wood chips and sawdust) | Data not provided | Multiple limits of detection over time of study. Value is the max influent value not qualified as non-detect. Range of non-detect values is < 50 - < 100.
Treatability Study Technical Memorandum, Blue Ledge Mine Superfund Site, Siskiyou County, California | BLUE LEDGE MINE | CAN000906063 | N/A | N/A | TSP01 | Post operations | BCR 1 | Passive | Biochemical reactor (BCR) | No pre-treatment | Discharge from reclaimed waste rock pile 1 (WRP1) area (adits, runoff, and groundwater seeps) | N | BCR without pre-treatment | Data not provided | Rogue River – Siskiyou National Forest in Northern California/no constraints noted | Pilot | September - December 2012 | Barium | Ba, total | µg/L | N | N/A |  |  |  | 11.1 | 122 | -999.0991 | [6 empty] | Data not provided | Data not provided | Data not provided | Data not provided | Data not provided | Data not provided | Data not provided | Data not provided |  | Influent | 3.15 | 9.09 | mg/L | 5.76 | °C | Data not provided | N/A | Data not provided | N/A | 260.6 | mV | 2255 | µS/cm | None | N/A | Data not provided | Data not provided | Data not provided | Data not provided | Data not provided | Data not provided | Data not provided | Data not provided | The short time period of the study and cold weather/cold influent water appear to have had an overall negative effect on establishing robust microbial communities and sustaining sulfate reduction. | Data not provided | Fresh dairy cow manure should be used rather than horse manure - Dairy manure has been shown to contain higher numbers and diversity of SRB than horse or other manure types. Must have a consistent ethanol dose to the barrels. | Data not provided | Substrate: standard wood based substrate (wood chips and sawdust) | Data not provided | Multiple limits of detection over time of study. Value is the min influent value not qualified as non-detect. Range of non-detect values is < 50 - < 100.
Treatability Study Technical Memorandum, Blue Ledge Mine Superfund Site, Siskiyou County, California | BLUE LEDGE MINE | CAN000906063 | N/A | N/A | TSP01 | Post operations | BCR 1 | Passive | Biochemical reactor (BCR) | No pre-treatment | Discharge from reclaimed waste rock pile 1 (WRP1) area (adits, runoff, and groundwater seeps) | N | BCR without pre-treatment | Data not provided | Rogue River – Siskiyou National Forest in Northern California/no constraints noted | Pilot | September - December 2012 | Barium | Ba, dissolved | µg/L | N | N/A |  |  |  | 11.3 | 103 | -811.5044 | [6 empty] | Data not provided | Data not provided | Data not provided | Data not provided | Data not provided | Data not provided | Data not provided | Data not provided |  | Influent | 3.17 | 8.22 | mg/L | 9.71 | °C | Data not provided | N/A | Data not provided | N/A | 256 | mV | 2192 | µS/cm | None | N/A | Data not provided | Data not provided | Data not provided | Data not provided | Data not provided | Data not provided | Data not provided | Data not provided | The short time period of the study and cold weather/cold influent water appear to have had an overall negative effect on establishing robust microbial communities and sustaining sulfate reduction. | Data not provided | Fresh dairy cow manure should be used rather than horse manure - Dairy manure has been shown to contain higher numbers and diversity of SRB than horse or other manure types. Must have a consistent ethanol dose to the barrels. | Data not provided | Substrate: standard wood based substrate (wood chips and sawdust) | Data not provided | Multiple limits of detection over time of study. Value is the min influent value not qualified as non-detect. Range of non-detect values is < 50 - < 100.
Treatability Study Technical Memorandum, Blue Ledge Mine Superfund Site, Siskiyou County, California | BLUE LEDGE MINE | CAN000906063 | N/A | N/A | TSP01 | Post operations | BCR 1 | Passive | Biochemical reactor (BCR) | No pre-treatment | Discharge from reclaimed waste rock pile 1 (WRP1) area (adits, runoff, and groundwater seeps) | N | BCR without pre-treatment | Data not provided | Rogue River – Siskiyou National Forest in Northern California/no constraints noted | Pilot | September - December 2012 | Barium | Ba, total | µg/L | N | N/A | [6 empty] | 425 | ND | Not Applicable |  |  |  | Data not provided | Data not provided | Data not provided | Data not provided | Data not provided | Data not provided | Data not provided | Data not provided |  | Effluent | 5.77 | 8.05 | mg/L | 14.73 | °C | Data not provided | N/A | Data not provided | N/A | 249.4 | mV | 2656 | µS/cm | None | N/A | Data not provided | Data not provided | Data not provided | Data not provided | Data not provided | Data not provided | Data not provided | Data not provided | The short time period of the study and cold weather/cold influent water appear to have had an overall negative effect on establishing robust microbial communities and sustaining sulfate reduction. | Data not provided | Fresh dairy cow manure should be used rather than horse manure - Dairy manure has been shown to contain higher numbers and diversity of SRB than horse or other manure types. Must have a consistent ethanol dose to the barrels. | Data not provided | Substrate: standard wood based substrate (wood chips and sawdust) | Data not provided | Data not provided | ND = non-detect
Treatability Study Technical Memorandum, Blue Ledge Mine Superfund Site, Siskiyou County, California | BLUE LEDGE MINE | CAN000906063 | N/A | N/A | TSP01 | Post operations | BCR 1 | Passive | Biochemical reactor (BCR) | No pre-treatment | Discharge from reclaimed waste rock pile 1 (WRP1) area (adits, runoff, and groundwater seeps) | N | BCR without pre-treatment | Data not provided | Rogue River – Siskiyou National Forest in Northern California/no constraints noted | Pilot | September - December 2012 | Barium | Ba, dissolved | µg/L | N | N/A | [6 empty] | 381 | ND | Not Applicable |  |  |  | Data not provided | Data not provided | Data not provided | Data not provided | Data not provided | Data not provided | Data not provided | Data not provided |  | Effluent | 5.77 | 8.05 | mg/L | 14.73 | °C | Data not provided | N/A | Data not provided | N/A | 249.4 | mV | 2656 | µS/cm | None | N/A | Data not provided | Data not provided | Data not provided | Data not provided | Data not provided | Data not provided | Data not provided | Data not provided | The short time period of the study and cold weather/cold influent water appear to have had an overall negative effect on establishing robust microbial communities and sustaining sulfate reduction. | Data not provided | Ba concentrations in BCR barrels 1 and 2 are higher than concentrations in the influent and are contributed to leaching/desorbing from the substrates. Fresh dairy cow manure should be used rather than horse manure - Dairy manure has been shown to contain higher numbers and diversity of SRB than horse or other manure types. Must have a consistent ethanol dose to the barrels. | Data not provided | Substrate: standard wood based substrate (wood chips and sawdust) | Data not provided | Data not provided | ND = non-detect
Treatability Study Technical Memorandum, Blue Ledge Mine Superfund Site, Siskiyou County, California | BLUE LEDGE MINE | CAN000906063 | N/A | N/A | TSP01 | Post operations | BCR 1 | Passive | Biochemical reactor (BCR) | No pre-treatment | Discharge from reclaimed waste rock pile 1 (WRP1) area (adits, runoff, and groundwater seeps) | N | BCR without pre-treatment | Data not provided | Rogue River – Siskiyou National Forest in Northern California/no constraints noted | Pilot | September - December 2012 | Barium | Ba, total | µg/L | N | N/A | [9 empty] | 60.9 | ND | Not Applicable | Data not provided | Data not provided | Data not provided | Data not provided | Data not provided | Data not provided | Data not provided | Data not provided |  | Effluent | 6.61 | 2.84 | mg/L | 5.33 | °C | Data not provided | N/A | Data not provided | N/A | -2.3 | mV | 799 | µS/cm | None | N/A | Data not provided | Data not provided | Data not provided | Data not provided | Data not provided | Data not provided | Data not provided | Data not provided | The short time period of the study and cold weather/cold influent water appear to have had an overall negative effect on establishing robust microbial communities and sustaining sulfate reduction. | Data not provided | Fresh dairy cow manure should be used rather than horse manure - Dairy manure has been shown to contain higher numbers and diversity of SRB than horse or other manure types. Must have a consistent ethanol dose to the barrels. | Data not provided | Substrate: standard wood based substrate (wood chips and sawdust) | Data not provided | Data not provided | ND = non-detect
Treatability Study Technical Memorandum, Blue Ledge Mine Superfund Site, Siskiyou County, California | BLUE LEDGE MINE | CAN000906063 | N/A | N/A | TSP01 | Post operations | BCR 1 | Passive | Biochemical reactor (BCR) | No pre-treatment | Discharge from reclaimed waste rock pile 1 (WRP1) area (adits, runoff, and groundwater seeps) | N | BCR without pre-treatment | Data not provided | Rogue River – Siskiyou National Forest in Northern California/no constraints noted | Pilot | September - December 2012 | Barium | Ba, dissolved | µg/L | N | N/A | [9 empty] | 57.1 | 13.6 | -319.8529 | Data not provided | Data not provided | Data not provided | Data not provided | Data not provided | Data not provided | Data not provided | Data not provided |  | Effluent | 6.61 | 2.84 | mg/L | 5.33 | °C | Data not provided | N/A | Data not provided | N/A | -2.3 | mV | 799 | µS/cm | None | N/A | Data not provided | Data not provided | Data not provided | Data not provided | Data not provided | Data not provided | Data not provided | Data not provided | The short time period of the study and cold weather/cold influent water appear to have had an overall negative effect on establishing robust microbial communities and sustaining sulfate reduction. | Data not provided | Ba concentrations in BCR barrels 1 and 2 are higher than concentrations in the influent and are contributed to leaching/desorbing from the substrates. Fresh dairy cow manure should be used rather than horse manure - Dairy manure has been shown to contain higher numbers and diversity of SRB than horse or other manure types. Must have a consistent ethanol dose to the barrels. | Data not provided | Substrate: standard wood based substrate (wood chips and sawdust) | Data not provided | Data not provided
Treatability Study Technical Memorandum, Blue Ledge Mine Superfund Site, Siskiyou County, California | BLUE LEDGE MINE | CAN000906063 | N/A | N/A | TSP02 | Post operations | BCR 2 | Passive | Biochemical reactor (BCR) | No pre-treatment | Discharge from reclaimed waste rock pile 1 (WRP1) area (adits, runoff, and groundwater seeps) | N | BCR without pre-treatment | Data not provided | Rogue River – Siskiyou National Forest in Northern California/no constraints noted | Pilot | September - December 2012 | Barium | Ba, total | µg/L | N | N/A | 20.6 | 113 | -448.5437 | [9 empty] | Data not provided | Data not provided | Data not provided | Data not provided | Data not provided | Data not provided | Data not provided | Data not provided |  | Influent | 3.24 | 9.96 | mg/L | 6.54 | °C | Data not provided | N/A | Data not provided | N/A | 309.7 | mV | 1811 | µS/cm | None | N/A | Data not provided | Data not provided | Data not provided | Data not provided | Data not provided | Data not provided | Data not provided | Data not provided | The short time period of the study and cold weather/cold influent water appear to have had an overall negative effect on establishing robust microbial communities and sustaining sulfate reduction. | Data not provided | Fresh dairy cow manure should be used rather than horse manure - Dairy manure has been shown to contain higher numbers and diversity of SRB than horse or other manure types. Must have a consistent ethanol dose to the barrels. | Data not provided | Substrate: standard wood based substrate (wood chips and sawdust) with compost (horse manure) | Data not provided | Multiple limits of detection over time of study. Value is the max influent value not qualified as non-detect. Range of non-detect values is < 50 - < 100.
Treatability Study Technical Memorandum, Blue Ledge Mine Superfund Site, Siskiyou County, California | BLUE LEDGE MINE | CAN000906063 | N/A | N/A | TSP02 | Post operations | BCR 2 | Passive | Biochemical reactor (BCR) | No pre-treatment | Discharge from reclaimed waste rock pile 1 (WRP1) area (adits, runoff, and groundwater seeps) | N | BCR without pre-treatment | Data not provided | Rogue River – Siskiyou National Forest in Northern California/no constraints noted | Pilot | September - December 2012 | Barium | Ba, dissolved | µg/L | N | N/A | 13.6 | 76.3 | -461.0294 | [9 empty] | Data not provided | Data not provided | Data not provided | Data not provided | Data not provided | Data not provided | Data not provided | Data not provided |  | Influent | 3.06 | 9.35 | mg/L | 3.83 | °C | Data not provided | N/A | Data not provided | N/A | 481 | mV | 702 | µS/cm | None | N/A | Data not provided | Data not provided | Data not provided | Data not provided | Data not provided | Data not provided | Data not provided | Data not provided | The short time period of the study and cold weather/cold influent water appear to have had an overall negative effect on establishing robust microbial communities and sustaining sulfate reduction. | Data not provided | Fresh dairy cow manure should be used rather than horse manure - Dairy manure has been shown to contain higher numbers and diversity of SRB than horse or other manure types. Must have a consistent ethanol dose to the barrels. | Data not provided | Substrate: standard wood based substrate (wood chips and sawdust) with compost (horse manure) | Data not provided | Multiple limits of detection over time of study. Value is the max influent value not qualified as non-detect. Range of non-detect values is < 50 - < 100.
Treatability Study Technical Memorandum, Blue Ledge Mine Superfund Site, Siskiyou County, California | BLUE LEDGE MINE | CAN000906063 | N/A | N/A | TSP02 | Post operations | BCR 2 | Passive | Biochemical reactor (BCR) | No pre-treatment | Discharge from reclaimed waste rock pile 1 (WRP1) area (adits, runoff, and groundwater seeps) | N | BCR without pre-treatment | Data not provided | Rogue River – Siskiyou National Forest in Northern California/no constraints noted | Pilot | September - December 2012 | Barium | Ba, total | µg/L | N | N/A |  |  |  | 11.1 | 96.6 | -770.2703 | [6 empty] | Data not provided | Data not provided | Data not provided | Data not provided | Data not provided | Data not provided | Data not provided | Data not provided |  | Influent | 3.15 | 9.09 | mg/L | 5.76 | °C | Data not provided | N/A | Data not provided | N/A | 260.6 | mV | 2255 | µS/cm | None | N/A | Data not provided | Data not provided | Data not provided | Data not provided | Data not provided | Data not provided | Data not provided | Data not provided | The short time period of the study and cold weather/cold influent water appear to have had an overall negative effect on establishing robust microbial communities and sustaining sulfate reduction. | Data not provided | Fresh dairy cow manure should be used rather than horse manure - Dairy manure has been shown to contain higher numbers and diversity of SRB than horse or other manure types. Must have a consistent ethanol dose to the barrels. | Data not provided | Substrate: standard wood based substrate (wood chips and sawdust) with compost (horse manure) | Data not provided | Multiple limits of detection over time of study. Value is the min influent value not qualified as non-detect. Range of non-detect values is < 50 - < 100.
Treatability Study Technical Memorandum, Blue Ledge Mine Superfund Site, Siskiyou County, California | BLUE LEDGE MINE | CAN000906063 | N/A | N/A | TSP02 | Post operations | BCR 2 | Passive | Biochemical reactor (BCR) | No pre-treatment | Discharge from reclaimed waste rock pile 1 (WRP1) area (adits, runoff, and groundwater seeps) | N | BCR without pre-treatment | Data not provided | Rogue River – Siskiyou National Forest in Northern California/no constraints noted | Pilot | September - December 2012 | Barium | Ba, dissolved | µg/L | N | N/A |  |  |  | 11.3 | 72.4 | -540.708 | [6 empty] | Data not provided | Data not provided | Data not provided | Data not provided | Data not provided | Data not provided | Data not provided | Data not provided |  | Influent | 3.17 | 8.22 | mg/L | 9.71 | °C | Data not provided | N/A | Data not provided | N/A | 256 | mV | 2192 | µS/cm | None | N/A | Data not provided | Data not provided | Data not provided | Data not provided | Data not provided | Data not provided | Data not provided | Data not provided | The short time period of the study and cold weather/cold influent water appear to have had an overall negative effect on establishing robust microbial communities and sustaining sulfate reduction. | Data not provided | Fresh dairy cow manure should be used rather than horse manure - Dairy manure has been shown to contain higher numbers and diversity of SRB than horse or other manure types. Must have a consistent ethanol dose to the barrels. | Data not provided | Substrate: standard wood based substrate (wood chips and sawdust) with compost (horse manure) | Data not provided | Multiple limits of detection over time of study. Value is the min influent value not qualified as non-detect. Range of non-detect values is < 50 - < 100.
Treatability Study Technical Memorandum, Blue Ledge Mine Superfund Site, Siskiyou County, California | BLUE LEDGE MINE | CAN000906063 | N/A | N/A | TSP02 | Post operations | BCR 2 | Passive | Biochemical reactor (BCR) | No pre-treatment | Discharge from reclaimed waste rock pile 1 (WRP1) area (adits, runoff, and groundwater seeps) | N | BCR without pre-treatment | Data not provided | Rogue River – Siskiyou National Forest in Northern California/no constraints noted | Pilot | September - December 2012 | Barium | Ba, total | µg/L | N | N/A | [6 empty] | 340 | ND | Not Applicable |  |  |  | Data not provided | Data not provided | Data not provided | Data not provided | Data not provided | Data not provided | Data not provided | Data not provided |  | Effluent | 5.55 | 5.45 | mg/L | 14.93 | °C | Data not provided | N/A | Data not provided | N/A | 79 | mV | 5425 | µS/cm | None | N/A | Data not provided | Data not provided | Data not provided | Data not provided | Data not provided | Data not provided | Data not provided | Data not provided | The short time period of the study and cold weather/cold influent water appear to have had an overall negative effect on establishing robust microbial communities and sustaining sulfate reduction. | Data not provided | Fresh dairy cow manure should be used rather than horse manure - Dairy manure has been shown to contain higher numbers and diversity of SRB than horse or other manure types. Must have a consistent ethanol dose to the barrels. | Data not provided | Substrate: standard wood based substrate (wood chips and sawdust) with compost (horse manure) | Data not provided | Data not provided
Treatability Study Technical Memorandum, Blue Ledge Mine Superfund Site, Siskiyou County, California | BLUE LEDGE MINE | CAN000906063 | N/A | N/A | TSP02 | Post operations | BCR 2 | Passive | Biochemical reactor (BCR) | No pre-treatment | Discharge from reclaimed waste rock pile 1 (WRP1) area (adits, runoff, and groundwater seeps) | N | BCR without pre-treatment | Data not provided | Rogue River – Siskiyou National Forest in Northern California/no constraints noted | Pilot | September - December 2012 | Barium | Ba, dissolved | µg/L | N | N/A | [6 empty] | 322 | ND | Not Applicable |  |  |  | Data not provided | Data not provided | Data not provided | Data not provided | Data not provided | Data not provided | Data not provided | Data not provided |  | Effluent | 5.55 | 5.45 | mg/L | 14.93 | °C | Data not provided | N/A | Data not provided | N/A | 79 | mV | 5425 | µS/cm | None | N/A | Data not provided | Data not provided | Data not provided | Data not provided | Data not provided | Data not provided | Data not provided | Data not provided | The short time period of the study and cold weather/cold influent water appear to have had an overall negative effect on establishing robust microbial communities and sustaining sulfate reduction. | Data not provided | Ba concentrations in BCR barrels 1 and 2 are higher than concentrations in the influent and are contributed to leaching/desorbing from the substrates. Fresh dairy cow manure should be used rather than horse manure - Dairy manure has been shown to contain higher numbers and diversity of SRB than horse or other manure types. Must have a consistent ethanol dose to the barrels. | Data not provided | Substrate: standard wood based substrate (wood chips and sawdust) with compost (horse manure) | Data not provided | Data not provided
Treatability Study Technical Memorandum, Blue Ledge Mine Superfund Site, Siskiyou County, California | BLUE LEDGE MINE | CAN000906063 | N/A | N/A | TSP02 | Post operations | BCR 2 | Passive | Biochemical reactor (BCR) | No pre-treatment | Discharge from reclaimed waste rock pile 1 (WRP1) area (adits, runoff, and groundwater seeps) | N | BCR without pre-treatment | Data not provided | Rogue River – Siskiyou National Forest in Northern California/no constraints noted | Pilot | September - December 2012 | Barium | Ba, total | µg/L | N | N/A | [9 empty] | 73.7 | ND–11.4 | Not Applicable | Data not provided | Data not provided | Data not provided | Data not provided | Data not provided | Data not provided | Data not provided | Data not provided |  | Effluent | 6.45–6.57 | 2.11–2.3 | mg/L | 8.87–9.17 | °C | Data not provided | N/A | Data not provided | N/A | (-)112.1–(-)85 | mV | 1,219–2,080 | µS/cm | None | N/A | Data not provided | Data not provided | Data not provided | Data not provided | Data not provided | Data not provided | Data not provided | Data not provided | The short time period of the study and cold weather/cold influent water appear to have had an overall negative effect on establishing robust microbial communities and sustaining sulfate reduction. | Data not provided | Fresh dairy cow manure should be used rather than horse manure - Dairy manure has been shown to contain higher numbers and diversity of SRB than horse or other manure types. Must have a consistent ethanol dose to the barrels. | Data not provided | Substrate: standard wood based substrate (wood chips and sawdust) with compost (horse manure) | Data not provided | Data not provided | ND = non-detect (< 50). A range of values is shown to reflect more than one day with the same min effluent.
Treatability Study Technical Memorandum, Blue Ledge Mine Superfund Site, Siskiyou County, California | BLUE LEDGE MINE | CAN000906063 | N/A | N/A | TSP02 | Post operations | BCR 2 | Passive | Biochemical reactor (BCR) | No pre-treatment | Discharge from reclaimed waste rock pile 1 (WRP1) area (adits, runoff, and groundwater seeps) | N | BCR without pre-treatment | Data not provided | Rogue River – Siskiyou National Forest in Northern California/no constraints noted | Pilot | September - December 2012 | Barium | Ba, dissolved | µg/L | N | N/A | [9 empty] | 71 | ND | Not Applicable | Data not provided | Data not provided | Data not provided | Data not provided | Data not provided | Data not provided | Data not provided | Data not provided |  | Effluent | 6.45 | 2.3 | mg/L | 8.87 | °C | Data not provided | N/A | Data not provided | N/A | -112.1 | mV | 1219 | µS/cm | None | N/A | Data not provided | Data not provided | Data not provided | Data not provided | Data not provided | Data not provided | Data not provided | Data not provided | The short time period of the study and cold weather/cold influent water appear to have had an overall negative effect on establishing robust microbial communities and sustaining sulfate reduction. | Data not provided | Ba concentrations in BCR barrels 1 and 2 are higher than concentrations in the influent and are contributed to leaching/desorbing from the substrates. Fresh dairy cow manure should be used rather than horse manure - Dairy manure has been shown to contain higher numbers and diversity of SRB than horse or other manure types. Must have a consistent ethanol dose to the barrels. | Data not provided | Substrate: standard wood based substrate (wood chips and sawdust) with compost (horse manure) | Data not provided | Data not provided | ND = non-detect (< 50)
Treatability Study Technical Memorandum, Blue Ledge Mine Superfund Site, Siskiyou County, California | BLUE LEDGE MINE | CAN000906063 | N/A | N/A | TSP03 | Post operations | BCR 3 | Passive | Biochemical reactor (BCR) | No pre-treatment | Discharge from reclaimed waste rock pile 1 (WRP1) area (adits, runoff, and groundwater seeps) | N | BCR without pre-treatment | Data not provided | Rogue River – Siskiyou National Forest in Northern California/no constraints noted | Pilot | September - December 2012 | Barium | Ba, total | µg/L | N | N/A | 20.6 | 86.9 | -321.8447 | [9 empty] | Data not provided | Data not provided | Data not provided | Data not provided | Data not provided | Data not provided | Data not provided | Data not provided |  | Influent | 3.24 | 9.96 | mg/L | 6.54 | °C | Data not provided | N/A | Data not provided | N/A | 309.7 | mV | 1811 | µS/cm | None | N/A | Data not provided | Data not provided | Data not provided | Data not provided | Data not provided | Data not provided | Data not provided | Data not provided | The short time period of the study and cold weather/cold influent water appear to have had an overall negative effect on establishing robust microbial communities and sustaining sulfate reduction. | Data not provided | Fresh dairy cow manure should be used rather than horse manure - Dairy manure has been shown to contain higher numbers and diversity of SRB than horse or other manure types. Must have a consistent ethanol dose to the barrels. | Data not provided | Substrate: ChitoRem | Data not provided | Multiple limits of detection over time of study. Value is the max influent value not qualified as non-detect. Range of non-detect values is < 50 - < 100.
Treatability Study Technical Memorandum, Blue Ledge Mine Superfund Site, Siskiyou County, California | BLUE LEDGE MINE | CAN000906063 | N/A | N/A | TSP03 | Post operations | BCR 3 | Passive | Biochemical reactor (BCR) | No pre-treatment | Discharge from reclaimed waste rock pile 1 (WRP1) area (adits, runoff, and groundwater seeps) | N | BCR without pre-treatment | Data not provided | Rogue River – Siskiyou National Forest in Northern California/no constraints noted | Pilot | September - December 2012 | Barium | Ba, dissolved | µg/L | N | N/A | 13.6 | ND | (-)267.647-(-)83.824 | [9 empty] | Data not provided | Data not provided | Data not provided | Data not provided | Data not provided | Data not provided | Data not provided | Data not provided |  | Influent | 3.06 | 9.35 | mg/L | 3.83 | °C | Data not provided | N/A | Data not provided | N/A | 481 | mV | 702 | µS/cm | None | N/A | Data not provided | Data not provided | Data not provided | Data not provided | Data not provided | Data not provided | Data not provided | Data not provided | The short time period of the study and cold weather/cold influent water appear to have had an overall negative effect on establishing robust microbial communities and sustaining sulfate reduction. | Data not provided | Fresh dairy cow manure should be used rather than horse manure - Dairy manure has been shown to contain higher numbers and diversity of SRB than horse or other manure types. Must have a consistent ethanol dose to the barrels. | Data not provided | Substrate: ChitoRem | Data not provided | Multiple limits of detection over time of study. Value is the max influent value not qualified as non-detect. Range of non-detect values is < 50 - < 100. | ND = non-detect
Treatability Study Technical Memorandum, Blue Ledge Mine Superfund Site, Siskiyou County, California | BLUE LEDGE MINE | CAN000906063 | N/A | N/A | TSP03 | Post operations | BCR 3 | Passive | Biochemical reactor (BCR) | No pre-treatment | Discharge from reclaimed waste rock pile 1 (WRP1) area (adits, runoff, and groundwater seeps) | N | BCR without pre-treatment | Data not provided | Rogue River – Siskiyou National Forest in Northern California/no constraints noted | Pilot | September - December 2012 | Barium | Ba, total | µg/L | N | N/A |  |  |  | 11.1 | 84.5 | -661.2613 | [6 empty] | Data not provided | Data not provided | Data not provided | Data not provided | Data not provided | Data not provided | Data not provided | Data not provided |  | Influent | 3.15 | 9.09 | mg/L | 5.76 | °C | Data not provided | N/A | Data not provided | N/A | 260.6 | mV | 2255 | µS/cm | None | N/A | Data not provided | Data not provided | Data not provided | Data not provided | Data not provided | Data not provided | Data not provided | Data not provided | The short time period of the study and cold weather/cold influent water appear to have had an overall negative effect on establishing robust microbial communities and sustaining sulfate reduction. | Data not provided | Fresh dairy cow manure should be used rather than horse manure - Dairy manure has been shown to contain higher numbers and diversity of SRB than horse or other manure types. Must have a consistent ethanol dose to the barrels. | Data not provided | Substrate: ChitoRem | Data not provided | Multiple limits of detection over time of study. Value is the min influent value not qualified as non-detect. Range of non-detect values is < 50 - < 100.
Treatability Study Technical Memorandum, Blue Ledge Mine Superfund Site, Siskiyou County, California | BLUE LEDGE MINE | CAN000906063 | N/A | N/A | TSP03 | Post operations | BCR 3 | Passive | Biochemical reactor (BCR) | No pre-treatment | Discharge from reclaimed waste rock pile 1 (WRP1) area (adits, runoff, and groundwater seeps) | N | BCR without pre-treatment | Data not provided | Rogue River – Siskiyou National Forest in Northern California/no constraints noted | Pilot | September - December 2012 | Barium | Ba, dissolved | µg/L | N | N/A |  |  |  | 11.3 | 92 | -714.1593 | [6 empty] | Data not provided | Data not provided | Data not provided | Data not provided | Data not provided | Data not provided | Data not provided | Data not provided |  | Influent | 3.17 | 8.22 | mg/L | 9.71 | °C | Data not provided | N/A | Data not provided | N/A | 256 | mV | 2192 | µS/cm | None | N/A | Data not provided | Data not provided | Data not provided | Data not provided | Data not provided | Data not provided | Data not provided | Data not provided | The short time period of the study and cold weather/cold influent water appear to have had an overall negative effect on establishing robust microbial communities and sustaining sulfate reduction. | Data not provided | Fresh dairy cow manure should be used rather than horse manure - Dairy manure has been shown to contain higher numbers and diversity of SRB than horse or other manure types. Must have a consistent ethanol dose to the barrels. | Data not provided | Substrate: ChitoRem | Data not provided | Multiple limits of detection over time of study. Value is the min influent value not qualified as non-detect. Range of non-detect values is < 50 - < 100.
Treatability Study Technical Memorandum, Blue Ledge Mine Superfund Site, Siskiyou County, California | BLUE LEDGE MINE | CAN000906063 | N/A | N/A | TSP03 | Post operations | BCR 3 | Passive | Biochemical reactor (BCR) | No pre-treatment | Discharge from reclaimed waste rock pile 1 (WRP1) area (adits, runoff, and groundwater seeps) | N | BCR without pre-treatment | Data not provided | Rogue River – Siskiyou National Forest in Northern California/no constraints noted | Pilot | September - December 2012 | Barium | Ba, total | µg/L | N | N/A | [6 empty] | 545 | ND | Not Applicable |  |  |  | Data not provided | Data not provided | Data not provided | Data not provided | Data not provided | Data not provided | Data not provided | Data not provided |  | Effluent | 7.16 | 2.12 | mg/L | 15.37 | °C | Data not provided | N/A | Data not provided | N/A | -107.2 | mV | 29030 | µS/cm | None | N/A | Data not provided | Data not provided | Data not provided | Data not provided | Data not provided | Data not provided | Data not provided | Data not provided | The short time period of the study and cold weather/cold influent water appear to have had an overall negative effect on establishing robust microbial communities and sustaining sulfate reduction. | Data not provided | Fresh dairy cow manure should be used rather than horse manure - Dairy manure has been shown to contain higher numbers and diversity of SRB than horse or other manure types. Must have a consistent ethanol dose to the barrels. | Data not provided | Substrate: ChitoRem | Data not provided | Data not provided | ND = non-detect (< 100)
Treatability Study Technical Memorandum, Blue Ledge Mine Superfund Site, Siskiyou County, California | BLUE LEDGE MINE | CAN000906063 | N/A | N/A | TSP03 | Post operations | BCR 3 | Passive | Biochemical reactor (BCR) | No pre-treatment | Discharge from reclaimed waste rock pile 1 (WRP1) area (adits, runoff, and groundwater seeps) | N | BCR without pre-treatment | Data not provided | Rogue River – Siskiyou National Forest in Northern California/no constraints noted | Pilot | September - December 2012 | Barium | Ba, dissolved | µg/L | N | N/A | [6 empty] | 406 | ND | Not Applicable |  |  |  | Data not provided | Data not provided | Data not provided | Data not provided | Data not provided | Data not provided | Data not provided | Data not provided |  | Effluent | 7.16 | 2.12 | mg/L | 15.37 | °C | Data not provided | N/A | Data not provided | N/A | -107.2 | mV | 29030 | µS/cm | None | N/A | Data not provided | Data not provided | Data not provided | Data not provided | Data not provided | Data not provided | Data not provided | Data not provided | The short time period of the study and cold weather/cold influent water appear to have had an overall negative effect on establishing robust microbial communities and sustaining sulfate reduction. | Data not provided | Fresh dairy cow manure should be used rather than horse manure - Dairy manure has been shown to contain higher numbers and diversity of SRB than horse or other manure types. Must have a consistent ethanol dose to the barrels. | Data not provided | Substrate: ChitoRem | Data not provided | Data not provided | ND = non-detect (< 100)
Treatability Study Technical Memorandum, Blue Ledge Mine Superfund Site, Siskiyou County, California | BLUE LEDGE MINE | CAN000906063 | N/A | N/A | TSP03 | Post operations | BCR 3 | Passive | Biochemical reactor (BCR) | No pre-treatment | Discharge from reclaimed waste rock pile 1 (WRP1) area (adits, runoff, and groundwater seeps) | N | BCR without pre-treatment | Data not provided | Rogue River – Siskiyou National Forest in Northern California/no constraints noted | Pilot | September - December 2012 | Barium | Ba, total | µg/L | N | N/A | [9 empty] | 58.4 | ND | Not Applicable | Data not provided | Data not provided | Data not provided | Data not provided | Data not provided | Data not provided | Data not provided | Data not provided |  | Effluent | 7.22 | 1.89 | mg/L | 5.47 | °C | Data not provided | N/A | Data not provided | N/A | -134.2 | mV | 3074 | µS/cm | None | N/A | Data not provided | Data not provided | Data not provided | Data not provided | Data not provided | Data not provided | Data not provided | Data not provided | The short time period of the study and cold weather/cold influent water appear to have had an overall negative effect on establishing robust microbial communities and sustaining sulfate reduction. | Data not provided | Fresh dairy cow manure should be used rather than horse manure - Dairy manure has been shown to contain higher numbers and diversity of SRB than horse or other manure types. Must have a consistent ethanol dose to the barrels. | Data not provided | Substrate: ChitoRem | Data not provided | Data not provided | ND = non-detect (< 50)
Treatability Study Technical Memorandum, Blue Ledge Mine Superfund Site, Siskiyou County, California | BLUE LEDGE MINE | CAN000906063 | N/A | N/A | TSP03 | Post operations | BCR 3 | Passive | Biochemical reactor (BCR) | No pre-treatment | Discharge from reclaimed waste rock pile 1 (WRP1) area (adits, runoff, and groundwater seeps) | N | BCR without pre-treatment | Data not provided | Rogue River – Siskiyou National Forest in Northern California/no constraints noted | Pilot | September - December 2012 | Barium | Ba, dissolved | µg/L | N | N/A | [9 empty] | 62.7 | 11.9 | -426.8908 | Data not provided | Data not provided | Data not provided | Data not provided | Data not provided | Data not provided | Data not provided | Data not provided |  | Effluent | 7.37 | 5.28 | mg/L | 5.93 | °C | Data not provided | N/A | Data not provided | N/A | -39.6 | mV | 7189 | µS/cm | None | N/A | Data not provided | Data not provided | Data not provided | Data not provided | Data not provided | Data not provided | Data not provided | Data not provided | The short time period of the study and cold weather/cold influent water appear to have had an overall negative effect on establishing robust microbial communities and sustaining sulfate reduction. | Data not provided | Fresh dairy cow manure should be used rather than horse manure - Dairy manure has been shown to contain higher numbers and diversity of SRB than horse or other manure types. Must have a consistent ethanol dose to the barrels. | Data not provided | Substrate: ChitoRem | Data not provided | Data not provided
Treatability Study Technical Memorandum, Blue Ledge Mine Superfund Site, Siskiyou County, California | BLUE LEDGE MINE | CAN000906063 | N/A | N/A | TSP04 | Post operations | BCR 4 | Passive | Successive alkalinity producing system (SAPS) | Pre-treatment | Discharge from reclaimed waste rock pile 1 (WRP1) area (adits, runoff, and groundwater seeps) | N | Pre-treatment | Data not provided | Rogue River – Siskiyou National Forest in Northern California/no constraints noted | Pilot | September - December 2012 | Barium | Ba, total | µg/L | N | N/A | 20.6 | 82.9 | -302.4272 | [9 empty] | Data not provided | Data not provided | Data not provided | Data not provided | Data not provided | Data not provided | Data not provided | Data not provided |  | Influent | 3.24 | 9.96 | mg/L | 6.54 | °C | Data not provided | N/A | Data not provided | N/A | 309.7 | mV | 1811 | µS/cm | None | N/A | Data not provided | Data not provided | Data not provided | Data not provided | Data not provided | Data not provided | Data not provided | Data not provided | The short time period of the study and cold weather/cold influent water appear to have had an overall negative effect on establishing robust microbial communities and sustaining sulfate reduction. | Data not provided | Fresh dairy cow manure should be used rather than horse manure - Dairy manure has been shown to contain higher numbers and diversity of SRB than horse or other manure types. Must have a consistent ethanol dose to the barrels. | Data not provided | Successive alkalinity producing system (SAPS) with manure and limestone | Data not provided | Multiple limits of detection over time of study. Value is the max influent value not qualified as non-detect. Range of non-detect values is < 50 - < 100.
Treatability Study Technical Memorandum, Blue Ledge Mine Superfund Site, Siskiyou County, California | BLUE LEDGE MINE | CAN000906063 | N/A | N/A | TSP04 | Post operations | BCR 4 | Passive | Successive alkalinity producing system (SAPS) | Pre-treatment | Discharge from reclaimed waste rock pile 1 (WRP1) area (adits, runoff, and groundwater seeps) | N | Pre-treatment | Data not provided | Rogue River – Siskiyou National Forest in Northern California/no constraints noted | Pilot | September - December 2012 | Barium | Ba, dissolved | µg/L | N | N/A | 13.6 | ND | (-)267.647-(-)83.824 | [9 empty] | Data not provided | Data not provided | Data not provided | Data not provided | Data not provided | Data not provided | Data not provided | Data not provided |  | Influent | 3.06 | 9.35 | mg/L | 3.83 | °C | Data not provided | N/A | Data not provided | N/A | 481 | mV | 702 | µS/cm | None | N/A | Data not provided | Data not provided | Data not provided | Data not provided | Data not provided | Data not provided | Data not provided | Data not provided | The short time period of the study and cold weather/cold influent water appear to have had an overall negative effect on establishing robust microbial communities and sustaining sulfate reduction. | Data not provided | Fresh dairy cow manure should be used rather than horse manure - Dairy manure has been shown to contain higher numbers and diversity of SRB than horse or other manure types. Must have a consistent ethanol dose to the barrels. | Data not provided | Successive alkalinity producing system (SAPS) with manure and limestone | Data not provided | Multiple limits of detection over time of study. Value is the max influent value not qualified as non-detect. Range of non-detect values is < 50 - < 100. | ND = non-detect
Treatability Study Technical Memorandum, Blue Ledge Mine Superfund Site, Siskiyou County, California | BLUE LEDGE MINE | CAN000906063 | N/A | N/A | TSP04 | Post operations | BCR 4 | Passive | Successive alkalinity producing system (SAPS) | Pre-treatment | Discharge from reclaimed waste rock pile 1 (WRP1) area (adits, runoff, and groundwater seeps) | N | Pre-treatment | Data not provided | Rogue River – Siskiyou National Forest in Northern California/no constraints noted | Pilot | September - December 2012 | Barium | Ba, total | µg/L | N | N/A |  |  |  | 11.1 | 95.3 | -758.5586 | [6 empty] | Data not provided | Data not provided | Data not provided | Data not provided | Data not provided | Data not provided | Data not provided | Data not provided |  | Influent | 3.15 | 9.09 | mg/L | 5.76 | °C | Data not provided | N/A | Data not provided | N/A | 260.6 | mV | 2255 | µS/cm | None | N/A | Data not provided | Data not provided | Data not provided | Data not provided | Data not provided | Data not provided | Data not provided | Data not provided | The short time period of the study and cold weather/cold influent water appear to have had an overall negative effect on establishing robust microbial communities and sustaining sulfate reduction. | Data not provided | Fresh dairy cow manure should be used rather than horse manure - Dairy manure has been shown to contain higher numbers and diversity of SRB than horse or other manure types. Must have a consistent ethanol dose to the barrels. | Data not provided | Successive alkalinity producing system (SAPS) with manure and limestone | Data not provided | Multiple limits of detection over time of study. Value is the min influent value not qualified as non-detect. Range of non-detect values is < 50 - < 100.
Treatability Study Technical Memorandum, Blue Ledge Mine Superfund Site, Siskiyou County, California | BLUE LEDGE MINE | CAN000906063 | N/A | N/A | TSP04 | Post operations | BCR 4 | Passive | Successive alkalinity producing system (SAPS) | Pre-treatment | Discharge from reclaimed waste rock pile 1 (WRP1) area (adits, runoff, and groundwater seeps) | N | Pre-treatment | Data not provided | Rogue River – Siskiyou National Forest in Northern California/no constraints noted | Pilot | September - December 2012 | Barium | Ba, dissolved | µg/L | N | N/A |  |  |  | 11.3 | 56.8 | -402.6549 | [6 empty] | Data not provided | Data not provided | Data not provided | Data not provided | Data not provided | Data not provided | Data not provided | Data not provided |  | Influent | 3.17 | 8.22 | mg/L | 9.71 | °C | Data not provided | N/A | Data not provided | N/A | 256 | mV | 2192 | µS/cm | None | N/A | Data not provided | Data not provided | Data not provided | Data not provided | Data not provided | Data not provided | Data not provided | Data not provided | The short time period of the study and cold weather/cold influent water appear to have had an overall negative effect on establishing robust microbial communities and sustaining sulfate reduction. | Data not provided | Fresh dairy cow manure should be used rather than horse manure - Dairy manure has been shown to contain higher numbers and diversity of SRB than horse or other manure types. Must have a consistent ethanol dose to the barrels. | Data not provided | Successive alkalinity producing system (SAPS) with manure and limestone | Data not provided | Multiple limits of detection over time of study. Value is the min influent value not qualified as non-detect. Range of non-detect values is < 50 - < 100.
Treatability Study Technical Memorandum, Blue Ledge Mine Superfund Site, Siskiyou County, California | BLUE LEDGE MINE | CAN000906063 | N/A | N/A | TSP04 | Post operations | BCR 4 | Passive | Successive alkalinity producing system (SAPS) | Pre-treatment | Discharge from reclaimed waste rock pile 1 (WRP1) area (adits, runoff, and groundwater seeps) | N | Pre-treatment | Data not provided | Rogue River – Siskiyou National Forest in Northern California/no constraints noted | Pilot | September - December 2012 | Barium | Ba, total | µg/L | N | N/A | [6 empty] | 221 | ND | Not Applicable |  |  |  | Data not provided | Data not provided | Data not provided | Data not provided | Data not provided | Data not provided | Data not provided | Data not provided |  | Effluent | 7.15 | 4.64 | mg/L | 15.84 | °C | Data not provided | N/A | Data not provided | N/A | -24 | mV | 2969 | µS/cm | None | N/A | Data not provided | Data not provided | Data not provided | Data not provided | Data not provided | Data not provided | Data not provided | Data not provided | The short time period of the study and cold weather/cold influent water appear to have had an overall negative effect on establishing robust microbial communities and sustaining sulfate reduction. | Data not provided | Fresh dairy cow manure should be used rather than horse manure - Dairy manure has been shown to contain higher numbers and diversity of SRB than horse or other manure types. Must have a consistent ethanol dose to the barrels. | Data not provided | Successive alkalinity producing system (SAPS) with manure and limestone | Data not provided | Data not provided | ND = non-detect (< 100)
Treatability Study Technical Memorandum, Blue Ledge Mine Superfund Site, Siskiyou County, California | BLUE LEDGE MINE | CAN000906063 | N/A | N/A | TSP04 | Post operations | BCR 4 | Passive | Successive alkalinity producing system (SAPS) | Pre-treatment | Discharge from reclaimed waste rock pile 1 (WRP1) area (adits, runoff, and groundwater seeps) | N | Pre-treatment | Data not provided | Rogue River – Siskiyou National Forest in Northern California/no constraints noted | Pilot | September - December 2012 | Barium | Ba, dissolved | µg/L | N | N/A | [6 empty] | 159 | ND | Not Applicable |  |  |  | Data not provided | Data not provided | Data not provided | Data not provided | Data not provided | Data not provided | Data not provided | Data not provided |  | Effluent | 7.15 | 4.64 | mg/L | 15.84 | °C | Data not provided | N/A | Data not provided | N/A | -24 | mV | 2969 | µS/cm | None | N/A | Data not provided | Data not provided | Data not provided | Data not provided | Data not provided | Data not provided | Data not provided | Data not provided | The short time period of the study and cold weather/cold influent water appear to have had an overall negative effect on establishing robust microbial communities and sustaining sulfate reduction. | Data not provided | Fresh dairy cow manure should be used rather than horse manure - Dairy manure has been shown to contain higher numbers and diversity of SRB than horse or other manure types. Must have a consistent ethanol dose to the barrels. | Data not provided | Successive alkalinity producing system (SAPS) with manure and limestone | Data not provided | Data not provided | ND = non-detect (< 100)
Treatability Study Technical Memorandum, Blue Ledge Mine Superfund Site, Siskiyou County, California | BLUE LEDGE MINE | CAN000906063 | N/A | N/A | TSP04 | Post operations | BCR 4 | Passive | Successive alkalinity producing system (SAPS) | Pre-treatment | Discharge from reclaimed waste rock pile 1 (WRP1) area (adits, runoff, and groundwater seeps) | N | Pre-treatment | Data not provided | Rogue River – Siskiyou National Forest in Northern California/no constraints noted | Pilot | September - December 2012 | Barium | Ba, total | µg/L | N | N/A | [9 empty] | 61.1 | ND | Not Applicable | Data not provided | Data not provided | Data not provided | Data not provided | Data not provided | Data not provided | Data not provided | Data not provided |  | Effluent | 6.89 | 0.82 | mg/L | 6.58 | °C | Data not provided | N/A | Data not provided | N/A | -146.9 | mV | 854 | µS/cm | None | N/A | Data not provided | Data not provided | Data not provided | Data not provided | Data not provided | Data not provided | Data not provided | Data not provided | The short time period of the study and cold weather/cold influent water appear to have had an overall negative effect on establishing robust microbial communities and sustaining sulfate reduction. | Data not provided | Fresh dairy cow manure should be used rather than horse manure - Dairy manure has been shown to contain higher numbers and diversity of SRB than horse or other manure types. Must have a consistent ethanol dose to the barrels. | Data not provided | Successive alkalinity producing system (SAPS) with manure and limestone | Data not provided | Data not provided | ND = non-detect (< 50)
Treatability Study Technical Memorandum, Blue Ledge Mine Superfund Site, Siskiyou County, California | BLUE LEDGE MINE | CAN000906063 | N/A | N/A | TSP04 | Post operations | BCR 4 | Passive | Successive alkalinity producing system (SAPS) | Pre-treatment | Discharge from reclaimed waste rock pile 1 (WRP1) area (adits, runoff, and groundwater seeps) | N | Pre-treatment | Data not provided | Rogue River – Siskiyou National Forest in Northern California/no constraints noted | Pilot | September - December 2012 | Barium | Ba, dissolved | µg/L | N | N/A | [9 empty] | 47.9 | ND | Not Applicable | Data not provided | Data not provided | Data not provided | Data not provided | Data not provided | Data not provided | Data not provided | Data not provided |  | Effluent | 6.89 | 0.82 | mg/L | 6.58 | °C | Data not provided | N/A | Data not provided | N/A | -146.9 | mV | 854 | µS/cm | None | N/A | Data not provided | Data not provided | Data not provided | Data not provided | Data not provided | Data not provided | Data not provided | Data not provided | The short time period of the study and cold weather/cold influent water appear to have had an overall negative effect on establishing robust microbial communities and sustaining sulfate reduction. | Data not provided | Fresh dairy cow manure should be used rather than horse manure - Dairy manure has been shown to contain higher numbers and diversity of SRB than horse or other manure types. Must have a consistent ethanol dose to the barrels. | Data not provided | Successive alkalinity producing system (SAPS) with manure and limestone | Data not provided | Multiple limits of detection over time of study. Value is the min effluent value not qualified as non-detect. Range of non-detect values is < 50 - < 100. | ND = non-detect (< 50)
Treatability Study Technical Memorandum, Blue Ledge Mine Superfund Site, Siskiyou County, California | BLUE LEDGE MINE | CAN000906063 | N/A | N/A | TSP05 | Post operations | BCR 5 | Passive | Successive alkalinity producing system (SAPS) | Pre-treatment | Discharge from reclaimed waste rock pile 1 (WRP1) area (adits, runoff, and groundwater seeps) | N | Pre-treatment | Data not provided | Rogue River – Siskiyou National Forest in Northern California/no constraints noted | Pilot | September - December 2012 | Barium | Ba, total | µg/L | N | N/A | 20.6 | 71.8 | -248.5437 | [9 empty] | Data not provided | Data not provided | Data not provided | Data not provided | Data not provided | Data not provided | Data not provided | Data not provided |  | Influent | 3.24 | 9.96 | mg/L | 6.54 | °C | Data not provided | N/A | Data not provided | N/A | 309.7 | mV | 1811 | µS/cm | None | N/A | Data not provided | Data not provided | Data not provided | Data not provided | Data not provided | Data not provided | Data not provided | Data not provided | The short time period of the study and cold weather/cold influent water appear to have had an overall negative effect on establishing robust microbial communities and sustaining sulfate reduction. | Data not provided | Fresh dairy cow manure should be used rather than horse manure - Dairy manure has been shown to contain higher numbers and diversity of SRB than horse or other manure types. Must have a consistent ethanol dose to the barrels. | Data not provided | Same as BCR 4 with the addition of ethanol. Successive alkalinity producing system (SAPS) with manure and limestone | Data not provided | Multiple limits of detection over time of study. Value is the max influent value not qualified as non-detect. Range of non-detect values is < 50 - < 100.
Treatability Study Technical Memorandum, Blue Ledge Mine Superfund Site, Siskiyou County, California | BLUE LEDGE MINE | CAN000906063 | N/A | N/A | TSP05 | Post operations | BCR 5 | Passive | Successive alkalinity producing system (SAPS) | Pre-treatment | Discharge from reclaimed waste rock pile 1 (WRP1) area (adits, runoff, and groundwater seeps) | N | Pre-treatment | Data not provided | Rogue River – Siskiyou National Forest in Northern California/no constraints noted | Pilot | September - December 2012 | Barium | Ba, dissolved | µg/L | N | N/A | 13.6 | ND | (-)267.647-(-)83.824 | [9 empty] | Data not provided | Data not provided | Data not provided | Data not provided | Data not provided | Data not provided | Data not provided | Data not provided |  | Influent | 3.06 | 9.35 | mg/L | 3.83 | °C | Data not provided | N/A | Data not provided | N/A | 481 | mV | 702 | µS/cm | None | N/A | Data not provided | Data not provided | Data not provided | Data not provided | Data not provided | Data not provided | Data not provided | Data not provided | The short time period of the study and cold weather/cold influent water appear to have had an overall negative effect on establishing robust microbial communities and sustaining sulfate reduction. | Data not provided | Fresh dairy cow manure should be used rather than horse manure - Dairy manure has been shown to contain higher numbers and diversity of SRB than horse or other manure types. Must have a consistent ethanol dose to the barrels. | Data not provided | Same as BCR 4 with the addition of ethanol. Successive alkalinity producing system (SAPS) with manure and limestone | Data not provided | Multiple limits of detection over time of study. Value is the max influent value not qualified as non-detect. Range of non-detect values is < 50 - < 100. | ND = non-detect
Treatability Study Technical Memorandum, Blue Ledge Mine Superfund Site, Siskiyou County, California | BLUE LEDGE MINE | CAN000906063 | N/A | N/A | TSP05 | Post operations | BCR 5 | Passive | Successive alkalinity producing system (SAPS) | Pre-treatment | Discharge from reclaimed waste rock pile 1 (WRP1) area (adits, runoff, and groundwater seeps) | N | Pre-treatment | Data not provided | Rogue River – Siskiyou National Forest in Northern California/no constraints noted | Pilot | September - December 2012 | Barium | Ba, total | µg/L | N | N/A |  |  |  | 11.1 | 70.8 | -537.8378 | [6 empty] | Data not provided | Data not provided | Data not provided | Data not provided | Data not provided | Data not provided | Data not provided | Data not provided |  | Influent | 3.15 | 9.09 | mg/L | 5.76 | °C | Data not provided | N/A | Data not provided | N/A | 260.6 | mV | 2255 | µS/cm | None | N/A | Data not provided | Data not provided | Data not provided | Data not provided | Data not provided | Data not provided | Data not provided | Data not provided | The short time period of the study and cold weather/cold influent water appear to have had an overall negative effect on establishing robust microbial communities and sustaining sulfate reduction. | Data not provided | Fresh dairy cow manure should be used rather than horse manure - Dairy manure has been shown to contain higher numbers and diversity of SRB than horse or other manure types. Must have a consistent ethanol dose to the barrels. | Data not provided | Same as BCR 4 with the addition of ethanol. Successive alkalinity producing system (SAPS) with manure and limestone | Data not provided | Multiple limits of detection over time of study. Value is the min influent value not qualified as non-detect. Range of non-detect values is < 50 - < 100.
Treatability Study Technical Memorandum, Blue Ledge Mine Superfund Site, Siskiyou County, California | BLUE LEDGE MINE | CAN000906063 | N/A | N/A | TSP05 | Post operations | BCR 5 | Passive | Successive alkalinity producing system (SAPS) | Pre-treatment | Discharge from reclaimed waste rock pile 1 (WRP1) area (adits, runoff, and groundwater seeps) | N | Pre-treatment | Data not provided | Rogue River – Siskiyou National Forest in Northern California/no constraints noted | Pilot | September - December 2012 | Barium | Ba, dissolved | µg/L | N | N/A |  |  |  | 11.3 | 67.4 | -496.4602 | [6 empty] | Data not provided | Data not provided | Data not provided | Data not provided | Data not provided | Data not provided | Data not provided | Data not provided |  | Influent | 3.17 | 8.22 | mg/L | 9.71 | °C | Data not provided | N/A | Data not provided | N/A | 256 | mV | 2192 | µS/cm | None | N/A | Data not provided | Data not provided | Data not provided | Data not provided | Data not provided | Data not provided | Data not provided | Data not provided | The short time period of the study and cold weather/cold influent water appear to have had an overall negative effect on establishing robust microbial communities and sustaining sulfate reduction. | Data not provided | Fresh dairy cow manure should be used rather than horse manure - Dairy manure has been shown to contain higher numbers and diversity of SRB than horse or other manure types. Must have a consistent ethanol dose to the barrels. | Data not provided | Same as BCR 4 with the addition of ethanol. Successive alkalinity producing system (SAPS) with manure and limestone | Data not provided | Multiple limits of detection over time of study. Value is the min influent value not qualified as non-detect. Range of non-detect values is < 50 - < 100.
Treatability Study Technical Memorandum, Blue Ledge Mine Superfund Site, Siskiyou County, California | BLUE LEDGE MINE | CAN000906063 | N/A | N/A | TSP05 | Post operations | BCR 5 | Passive | Successive alkalinity producing system (SAPS) | Pre-treatment | Discharge from reclaimed waste rock pile 1 (WRP1) area (adits, runoff, and groundwater seeps) | N | Pre-treatment | Data not provided | Rogue River – Siskiyou National Forest in Northern California/no constraints noted | Pilot | September - December 2012 | Barium | Ba, total | µg/L | N | N/A | [6 empty] | 227 | ND | Not Applicable |  |  |  | Data not provided | Data not provided | Data not provided | Data not provided | Data not provided | Data not provided | Data not provided | Data not provided |  | Effluent | 6.14 | 7.74 | mg/L | 15.79 | °C | Data not provided | N/A | Data not provided | N/A | 78.9 | mV | 4040 | µS/cm | None | N/A | Data not provided | Data not provided | Data not provided | Data not provided | Data not provided | Data not provided | Data not provided | Data not provided | The short time period of the study and cold weather/cold influent water appear to have had an overall negative effect on establishing robust microbial communities and sustaining sulfate reduction. | Data not provided | Fresh dairy cow manure should be used rather than horse manure - Dairy manure has been shown to contain higher numbers and diversity of SRB than horse or other manure types. Must have a consistent ethanol dose to the barrels. | Data not provided | Same as BCR 4 with the addition of ethanol. Successive alkalinity producing system (SAPS) with manure and limestone | Data not provided | Data not provided | ND = non-detect (< 100)
Treatability Study Technical Memorandum, Blue Ledge Mine Superfund Site, Siskiyou County, California | BLUE LEDGE MINE | CAN000906063 | N/A | N/A | TSP05 | Post operations | BCR 5 | Passive | Successive alkalinity producing system (SAPS) | Pre-treatment | Discharge from reclaimed waste rock pile 1 (WRP1) area (adits, runoff, and groundwater seeps) | N | Pre-treatment | Data not provided | Rogue River – Siskiyou National Forest in Northern California/no constraints noted | Pilot | September - December 2012 | Barium | Ba, dissolved | µg/L | N | N/A | [6 empty] | 202 | ND | Not Applicable |  |  |  | Data not provided | Data not provided | Data not provided | Data not provided | Data not provided | Data not provided | Data not provided | Data not provided |  | Effluent | 6.14 | 7.74 | mg/L | 15.79 | °C | Data not provided | N/A | Data not provided | N/A | 78.9 | mV | 4040 | µS/cm | None | N/A | Data not provided | Data not provided | Data not provided | Data not provided | Data not provided | Data not provided | Data not provided | Data not provided | The short time period of the study and cold weather/cold influent water appear to have had an overall negative effect on establishing robust microbial communities and sustaining sulfate reduction. | Data not provided | Fresh dairy cow manure should be used rather than horse manure - Dairy manure has been shown to contain higher numbers and diversity of SRB than horse or other manure types. Must have a consistent ethanol dose to the barrels. | Data not provided | Same as BCR 4 with the addition of ethanol. Successive alkalinity producing system (SAPS) with manure and limestone | Data not provided | Data not provided | ND = non-detect (< 100)
Treatability Study Technical Memorandum, Blue Ledge Mine Superfund Site, Siskiyou County, California | BLUE LEDGE MINE | CAN000906063 | N/A | N/A | TSP05 | Post operations | BCR 5 | Passive | Successive alkalinity producing system (SAPS) | Pre-treatment | Discharge from reclaimed waste rock pile 1 (WRP1) area (adits, runoff, and groundwater seeps) | N | Pre-treatment | Data not provided | Rogue River – Siskiyou National Forest in Northern California/no constraints noted | Pilot | September - December 2012 | Barium | Ba, total | µg/L | N | N/A | [9 empty] | 50.7 | ND | Not Applicable | Data not provided | Data not provided | Data not provided | Data not provided | Data not provided | Data not provided | Data not provided | Data not provided |  | Effluent | Data not provided | 3.37 | mg/L | 6.39 | °C | Data not provided | N/A | Data not provided | N/A | -71.7 | mV | 2391 | µS/cm | None | N/A | Data not provided | Data not provided | Data not provided | Data not provided | Data not provided | Data not provided | Data not provided | Data not provided | The short time period of the study and cold weather/cold influent water appear to have had an overall negative effect on establishing robust microbial communities and sustaining sulfate reduction. | Data not provided | Fresh dairy cow manure should be used rather than horse manure - Dairy manure has been shown to contain higher numbers and diversity of SRB than horse or other manure types. Must have a consistent ethanol dose to the barrels. | Data not provided | Same as BCR 4 with the addition of ethanol. Successive alkalinity producing system (SAPS) with manure and limestone | Data not provided | Multiple limits of detection over time of study. Value is the min effluent value not qualified as non-detect. Range of non-detect values is < 50 - < 100. | ND = non-detect (< 50)
Treatability Study Technical Memorandum, Blue Ledge Mine Superfund Site, Siskiyou County, California | BLUE LEDGE MINE | CAN000906063 | N/A | N/A | TSP05 | Post operations | BCR 5 | Passive | Successive alkalinity producing system (SAPS) | Pre-treatment | Discharge from reclaimed waste rock pile 1 (WRP1) area (adits, runoff, and groundwater seeps) | N | Pre-treatment | Data not provided | Rogue River – Siskiyou National Forest in Northern California/no constraints noted | Pilot | September - December 2012 | Barium | Ba, dissolved | µg/L | N | N/A | [9 empty] | 44.4 | ND | Not Applicable | Data not provided | Data not provided | Data not provided | Data not provided | Data not provided | Data not provided | Data not provided | Data not provided |  | Effluent | 6.99 | 1.75 | mg/L | 6.55 | °C | Data not provided | N/A | Data not provided | N/A | -221 | mV | 958 | µS/cm | None | N/A | Data not provided | Data not provided | Data not provided | Data not provided | Data not provided | Data not provided | Data not provided | Data not provided | The short time period of the study and cold weather/cold influent water appear to have had an overall negative effect on establishing robust microbial communities and sustaining sulfate reduction. | Data not provided | Fresh dairy cow manure should be used rather than horse manure - Dairy manure has been shown to contain higher numbers and diversity of SRB than horse or other manure types. Must have a consistent ethanol dose to the barrels. | Data not provided | Same as BCR 4 with the addition of ethanol. Successive alkalinity producing system (SAPS) with manure and limestone | Data not provided | Multiple limits of detection over time of study. Value is the min effluent value not qualified as non-detect. Range of non-detect values is < 50 - < 100. | ND = non-detect (< 50)
Treatability Study Technical Memorandum, Blue Ledge Mine Superfund Site, Siskiyou County, California | BLUE LEDGE MINE | CAN000906063 | N/A | N/A | TSP01 | Post operations | BCR 1 | Passive | Biochemical reactor (BCR) | No pre-treatment | Discharge from reclaimed waste rock pile 1 (WRP1) area (adits, runoff, and groundwater seeps) | N | BCR without pre-treatment | Data not provided | Rogue River – Siskiyou National Forest in Northern California/no constraints noted | Pilot | September - December 2012 | Beryllium | Be, total | µg/L | N | N/A | ND | < 1–< 10 | Not Applicable | [9 empty] | Data not provided | Data not provided | Data not provided | Data not provided | Data not provided | Data not provided | Data not provided | Data not provided |  | Influent (range for the period of record) | 2.87–3.24 | 8.22–10.72 | mg/L | 3.83–11.45 | °C | Data not provided | N/A | Data not provided | N/A | 222–515.3 | mV | 561–2,255 | µS/cm | None | N/A | Data not provided | Data not provided | Data not provided | Data not provided | Data not provided | Data not provided | Data not provided | Data not provided | The short time period of the study and cold weather/cold influent water appear to have had an overall negative effect on establishing robust microbial communities and sustaining sulfate reduction. | Data not provided | Fresh dairy cow manure should be used rather than horse manure - Dairy manure has been shown to contain higher numbers and diversity of SRB than horse or other manure types. Must have a consistent ethanol dose to the barrels. | Data not provided | Substrate: standard wood based substrate (wood chips and sawdust) | Data not provided | Data not provided | ND = non-detect. All influent and effluent values below the detection limit (range of < 1 to < 10).
Treatability Study Technical Memorandum, Blue Ledge Mine Superfund Site, Siskiyou County, California | BLUE LEDGE MINE | CAN000906063 | N/A | N/A | TSP01 | Post operations | BCR 1 | Passive | Biochemical reactor (BCR) | No pre-treatment | Discharge from reclaimed waste rock pile 1 (WRP1) area (adits, runoff, and groundwater seeps) | N | BCR without pre-treatment | Data not provided | Rogue River – Siskiyou National Forest in Northern California/no constraints noted | Pilot | September - December 2012 | Beryllium | Be, dissolved | µg/L | N | N/A | ND | < 1–< 10 | Not Applicable | [9 empty] | Data not provided | Data not provided | Data not provided | Data not provided | Data not provided | Data not provided | Data not provided | Data not provided |  | Influent (range for the period of record) | 2.87–3.24 | 8.22–10.72 | mg/L | 3.83–11.45 | °C | Data not provided | N/A | Data not provided | N/A | 222–515.3 | mV | 561–2,255 | µS/cm | None | N/A | Data not provided | Data not provided | Data not provided | Data not provided | Data not provided | Data not provided | Data not provided | Data not provided | The short time period of the study and cold weather/cold influent water appear to have had an overall negative effect on establishing robust microbial communities and sustaining sulfate reduction. | Data not provided | Fresh dairy cow manure should be used rather than horse manure - Dairy manure has been shown to contain higher numbers and diversity of SRB than horse or other manure types. Must have a consistent ethanol dose to the barrels. | Data not provided | Substrate: standard wood based substrate (wood chips and sawdust) | Data not provided | Data not provided | ND = non-detect. All influent and effluent values below the detection limit (range of < 1 to < 10).
Treatability Study Technical Memorandum, Blue Ledge Mine Superfund Site, Siskiyou County, California | BLUE LEDGE MINE | CAN000906063 | N/A | N/A | TSP01 | Post operations | BCR 1 | Passive | Biochemical reactor (BCR) | No pre-treatment | Discharge from reclaimed waste rock pile 1 (WRP1) area (adits, runoff, and groundwater seeps) | N | BCR without pre-treatment | Data not provided | Rogue River – Siskiyou National Forest in Northern California/no constraints noted | Pilot | September - December 2012 | Beryllium | Be, total | µg/L | N | N/A |  |  |  | ND | < 1–< 10 | Not Applicable | [6 empty] | Data not provided | Data not provided | Data not provided | Data not provided | Data not provided | Data not provided | Data not provided | Data not provided |  | Influent (range for the period of record) | 2.87–3.24 | 8.22–10.72 | mg/L | 3.83–11.45 | °C | Data not provided | N/A | Data not provided | N/A | 222–515.3 | mV | 561–2,255 | µS/cm | None | N/A | Data not provided | Data not provided | Data not provided | Data not provided | Data not provided | Data not provided | Data not provided | Data not provided | The short time period of the study and cold weather/cold influent water appear to have had an overall negative effect on establishing robust microbial communities and sustaining sulfate reduction. | Data not provided | Fresh dairy cow manure should be used rather than horse manure - Dairy manure has been shown to contain higher numbers and diversity of SRB than horse or other manure types. Must have a consistent ethanol dose to the barrels. | Data not provided | Substrate: standard wood based substrate (wood chips and sawdust) | Data not provided | Data not provided | ND = non-detect. All influent and effluent values below the detection limit (range of < 1 to < 10).
Treatability Study Technical Memorandum, Blue Ledge Mine Superfund Site, Siskiyou County, California | BLUE LEDGE MINE | CAN000906063 | N/A | N/A | TSP01 | Post operations | BCR 1 | Passive | Biochemical reactor (BCR) | No pre-treatment | Discharge from reclaimed waste rock pile 1 (WRP1) area (adits, runoff, and groundwater seeps) | N | BCR without pre-treatment | Data not provided | Rogue River – Siskiyou National Forest in Northern California/no constraints noted | Pilot | September - December 2012 | Beryllium | Be, dissolved | µg/L | N | N/A |  |  |  | ND | < 1–< 10 | Not Applicable | [6 empty] | Data not provided | Data not provided | Data not provided | Data not provided | Data not provided | Data not provided | Data not provided | Data not provided |  | Influent (range for the period of record) | 2.87–3.24 | 8.22–10.72 | mg/L | 3.83–11.45 | °C | Data not provided | N/A | Data not provided | N/A | 222–515.3 | mV | 561–2,255 | µS/cm | None | N/A | Data not provided | Data not provided | Data not provided | Data not provided | Data not provided | Data not provided | Data not provided | Data not provided | The short time period of the study and cold weather/cold influent water appear to have had an overall negative effect on establishing robust microbial communities and sustaining sulfate reduction. | Data not provided | Fresh dairy cow manure should be used rather than horse manure - Dairy manure has been shown to contain higher numbers and diversity of SRB than horse or other manure types. Must have a consistent ethanol dose to the barrels. | Data not provided | Substrate: standard wood based substrate (wood chips and sawdust) | Data not provided | Data not provided | ND = non-detect. All influent and effluent values below the detection limit (range of < 1 to < 10).
Treatability Study Technical Memorandum, Blue Ledge Mine Superfund Site, Siskiyou County, California | BLUE LEDGE MINE | CAN000906063 | N/A | N/A | TSP01 | Post operations | BCR 1 | Passive | Biochemical reactor (BCR) | No pre-treatment | Discharge from reclaimed waste rock pile 1 (WRP1) area (adits, runoff, and groundwater seeps) | N | BCR without pre-treatment | Data not provided | Rogue River – Siskiyou National Forest in Northern California/no constraints noted | Pilot | September - December 2012 | Beryllium | Be, total | µg/L | N | N/A | [6 empty] | ND | ND | Not Applicable |  |  |  | Data not provided | Data not provided | Data not provided | Data not provided | Data not provided | Data not provided | Data not provided | Data not provided |  | Effluent (range for the period of record) | 5.71–6.75 | 1.03–8.05 | mg/L | 4.08–14.73 | °C | Data not provided | N/A | Data not provided | N/A | (-)78.3–249.4 | mV | 799–5,058 | µS/cm | None | N/A | Data not provided | Data not provided | Data not provided | Data not provided | Data not provided | Data not provided | Data not provided | Data not provided | The short time period of the study and cold weather/cold influent water appear to have had an overall negative effect on establishing robust microbial communities and sustaining sulfate reduction. | Data not provided | Fresh dairy cow manure should be used rather than horse manure - Dairy manure has been shown to contain higher numbers and diversity of SRB than horse or other manure types. Must have a consistent ethanol dose to the barrels. | Data not provided | Substrate: standard wood based substrate (wood chips and sawdust) | Data not provided | Multiple limits of detection over time of study. Range of non-detect values is < 1 - < 10. | ND = non-detect. All influent and effluent values below the detection limit (range of < 1 to < 10).
Treatability Study Technical Memorandum, Blue Ledge Mine Superfund Site, Siskiyou County, California | BLUE LEDGE MINE | CAN000906063 | N/A | N/A | TSP01 | Post operations | BCR 1 | Passive | Biochemical reactor (BCR) | No pre-treatment | Discharge from reclaimed waste rock pile 1 (WRP1) area (adits, runoff, and groundwater seeps) | N | BCR without pre-treatment | Data not provided | Rogue River – Siskiyou National Forest in Northern California/no constraints noted | Pilot | September - December 2012 | Beryllium | Be, dissolved | µg/L | N | N/A | [6 empty] | ND | ND | Not Applicable |  |  |  | Data not provided | Data not provided | Data not provided | Data not provided | Data not provided | Data not provided | Data not provided | Data not provided |  | Effluent (range for the period of record) | 5.71–6.75 | 1.03–8.05 | mg/L | 4.08–14.73 | °C | Data not provided | N/A | Data not provided | N/A | (-)78.3–249.4 | mV | 799–5,058 | µS/cm | None | N/A | Data not provided | Data not provided | Data not provided | Data not provided | Data not provided | Data not provided | Data not provided | Data not provided | The short time period of the study and cold weather/cold influent water appear to have had an overall negative effect on establishing robust microbial communities and sustaining sulfate reduction. | Data not provided | Fresh dairy cow manure should be used rather than horse manure - Dairy manure has been shown to contain higher numbers and diversity of SRB than horse or other manure types. Must have a consistent ethanol dose to the barrels. | Data not provided | Substrate: standard wood based substrate (wood chips and sawdust) | Data not provided | Multiple limits of detection over time of study. Range of non-detect values is < 1 - < 10. | ND = non-detect. All influent and effluent values below the detection limit (range of < 1 to < 10).
Treatability Study Technical Memorandum, Blue Ledge Mine Superfund Site, Siskiyou County, California | BLUE LEDGE MINE | CAN000906063 | N/A | N/A | TSP01 | Post operations | BCR 1 | Passive | Biochemical reactor (BCR) | No pre-treatment | Discharge from reclaimed waste rock pile 1 (WRP1) area (adits, runoff, and groundwater seeps) | N | BCR without pre-treatment | Data not provided | Rogue River – Siskiyou National Forest in Northern California/no constraints noted | Pilot | September - December 2012 | Beryllium | Be, total | µg/L | N | N/A | [9 empty] | ND | ND | Not Applicable | Data not provided | Data not provided | Data not provided | Data not provided | Data not provided | Data not provided | Data not provided | Data not provided |  | Effluent (range for the period of record) | 5.71–6.75 | 1.03–8.05 | mg/L | 4.08–14.73 | °C | Data not provided | N/A | Data not provided | N/A | (-)78.3–249.4 | mV | 799–5,058 | µS/cm | None | N/A | Data not provided | Data not provided | Data not provided | Data not provided | Data not provided | Data not provided | Data not provided | Data not provided | The short time period of the study and cold weather/cold influent water appear to have had an overall negative effect on establishing robust microbial communities and sustaining sulfate reduction. | Data not provided | Fresh dairy cow manure should be used rather than horse manure - Dairy manure has been shown to contain higher numbers and diversity of SRB than horse or other manure types. Must have a consistent ethanol dose to the barrels. | Data not provided | Substrate: standard wood based substrate (wood chips and sawdust) | Data not provided | Multiple limits of detection over time of study. Range of non-detect values is < 1 - < 10. | ND = non-detect. All influent and effluent values below the detection limit (range of < 1 to < 10).
Treatability Study Technical Memorandum, Blue Ledge Mine Superfund Site, Siskiyou County, California | BLUE LEDGE MINE | CAN000906063 | N/A | N/A | TSP01 | Post operations | BCR 1 | Passive | Biochemical reactor (BCR) | No pre-treatment | Discharge from reclaimed waste rock pile 1 (WRP1) area (adits, runoff, and groundwater seeps) | N | BCR without pre-treatment | Data not provided | Rogue River – Siskiyou National Forest in Northern California/no constraints noted | Pilot | September - December 2012 | Beryllium | Be, dissolved | µg/L | N | N/A | [9 empty] | ND | ND | Not Applicable | Data not provided | Data not provided | Data not provided | Data not provided | Data not provided | Data not provided | Data not provided | Data not provided |  | Effluent (range for the period of record) | 5.71–6.75 | 1.03–8.05 | mg/L | 4.08–14.73 | °C | Data not provided | N/A | Data not provided | N/A | (-)78.3–249.4 | mV | 799–5,058 | µS/cm | None | N/A | Data not provided | Data not provided | Data not provided | Data not provided | Data not provided | Data not provided | Data not provided | Data not provided | The short time period of the study and cold weather/cold influent water appear to have had an overall negative effect on establishing robust microbial communities and sustaining sulfate reduction. | Data not provided | Fresh dairy cow manure should be used rather than horse manure - Dairy manure has been shown to contain higher numbers and diversity of SRB than horse or other manure types. Must have a consistent ethanol dose to the barrels. | Data not provided | Substrate: standard wood based substrate (wood chips and sawdust) | Data not provided | Multiple limits of detection over time of study. Range of non-detect values is < 1 - < 10. | ND = non-detect. All influent and effluent values below the detection limit (range of < 1 to < 10).
Treatability Study Technical Memorandum, Blue Ledge Mine Superfund Site, Siskiyou County, California | BLUE LEDGE MINE | CAN000906063 | N/A | N/A | TSP02 | Post operations | BCR 2 | Passive | Biochemical reactor (BCR) | No pre-treatment | Discharge from reclaimed waste rock pile 1 (WRP1) area (adits, runoff, and groundwater seeps) | N | BCR without pre-treatment | Data not provided | Rogue River – Siskiyou National Forest in Northern California/no constraints noted | Pilot | September - December 2012 | Beryllium | Be, total | µg/L | N | N/A | ND | < 1–< 10 | Not Applicable | [9 empty] | Data not provided | Data not provided | Data not provided | Data not provided | Data not provided | Data not provided | Data not provided | Data not provided |  | Influent (range for the period of record) | 2.87–3.24 | 8.22–10.72 | mg/L | 3.83–11.45 | °C | Data not provided | N/A | Data not provided | N/A | 222–515.3 | mV | 561–2,255 | µS/cm | None | N/A | Data not provided | Data not provided | Data not provided | Data not provided | Data not provided | Data not provided | Data not provided | Data not provided | The short time period of the study and cold weather/cold influent water appear to have had an overall negative effect on establishing robust microbial communities and sustaining sulfate reduction. | Data not provided | Fresh dairy cow manure should be used rather than horse manure - Dairy manure has been shown to contain higher numbers and diversity of SRB than horse or other manure types. Must have a consistent ethanol dose to the barrels. | Data not provided | Substrate: standard wood based substrate (wood chips and sawdust) with compost (horse manure) | Data not provided | Data not provided | ND = non-detect. All influent and effluent values below the detection limit (range of < 1 to < 10).
Treatability Study Technical Memorandum, Blue Ledge Mine Superfund Site, Siskiyou County, California | BLUE LEDGE MINE | CAN000906063 | N/A | N/A | TSP02 | Post operations | BCR 2 | Passive | Biochemical reactor (BCR) | No pre-treatment | Discharge from reclaimed waste rock pile 1 (WRP1) area (adits, runoff, and groundwater seeps) | N | BCR without pre-treatment | Data not provided | Rogue River – Siskiyou National Forest in Northern California/no constraints noted | Pilot | September - December 2012 | Beryllium | Be, dissolved | µg/L | N | N/A | ND | < 1–< 10 | Not Applicable | [9 empty] | Data not provided | Data not provided | Data not provided | Data not provided | Data not provided | Data not provided | Data not provided | Data not provided |  | Influent (range for the period of record) | 2.87–3.24 | 8.22–10.72 | mg/L | 3.83–11.45 | °C | Data not provided | N/A | Data not provided | N/A | 222–515.3 | mV | 561–2,255 | µS/cm | None | N/A | Data not provided | Data not provided | Data not provided | Data not provided | Data not provided | Data not provided | Data not provided | Data not provided | The short time period of the study and cold weather/cold influent water appear to have had an overall negative effect on establishing robust microbial communities and sustaining sulfate reduction. | Data not provided | Fresh dairy cow manure should be used rather than horse manure - Dairy manure has been shown to contain higher numbers and diversity of SRB than horse or other manure types. Must have a consistent ethanol dose to the barrels. | Data not provided | Substrate: standard wood based substrate (wood chips and sawdust) with compost (horse manure) | Data not provided | Data not provided | ND = non-detect. All influent and effluent values below the detection limit (range of < 1 to < 10).
Treatability Study Technical Memorandum, Blue Ledge Mine Superfund Site, Siskiyou County, California | BLUE LEDGE MINE | CAN000906063 | N/A | N/A | TSP02 | Post operations | BCR 2 | Passive | Biochemical reactor (BCR) | No pre-treatment | Discharge from reclaimed waste rock pile 1 (WRP1) area (adits, runoff, and groundwater seeps) | N | BCR without pre-treatment | Data not provided | Rogue River – Siskiyou National Forest in Northern California/no constraints noted | Pilot | September - December 2012 | Beryllium | Be, total | µg/L | N | N/A |  |  |  | ND | < 1–< 10 | Not Applicable | [6 empty] | Data not provided | Data not provided | Data not provided | Data not provided | Data not provided | Data not provided | Data not provided | Data not provided |  | Influent (range for the period of record) | 2.87–3.24 | 8.22–10.72 | mg/L | 3.83–11.45 | °C | Data not provided | N/A | Data not provided | N/A | 222–515.3 | mV | 561–2,255 | µS/cm | None | N/A | Data not provided | Data not provided | Data not provided | Data not provided | Data not provided | Data not provided | Data not provided | Data not provided | The short time period of the study and cold weather/cold influent water appear to have had an overall negative effect on establishing robust microbial communities and sustaining sulfate reduction. | Data not provided | Fresh dairy cow manure should be used rather than horse manure - Dairy manure has been shown to contain higher numbers and diversity of SRB than horse or other manure types. Must have a consistent ethanol dose to the barrels. | Data not provided | Substrate: standard wood based substrate (wood chips and sawdust) with compost (horse manure) | Data not provided | Data not provided | ND = non-detect. All influent and effluent values below the detection limit (range of < 1 to < 10).
Treatability Study Technical Memorandum, Blue Ledge Mine Superfund Site, Siskiyou County, California | BLUE LEDGE MINE | CAN000906063 | N/A | N/A | TSP02 | Post operations | BCR 2 | Passive | Biochemical reactor (BCR) | No pre-treatment | Discharge from reclaimed waste rock pile 1 (WRP1) area (adits, runoff, and groundwater seeps) | N | BCR without pre-treatment | Data not provided | Rogue River – Siskiyou National Forest in Northern California/no constraints noted | Pilot | September - December 2012 | Beryllium | Be, dissolved | µg/L | N | N/A |  |  |  | ND | < 1–< 10 | Not Applicable | [6 empty] | Data not provided | Data not provided | Data not provided | Data not provided | Data not provided | Data not provided | Data not provided | Data not provided |  | Influent (range for the period of record) | 2.87–3.24 | 8.22–10.72 | mg/L | 3.83–11.45 | °C | Data not provided | N/A | Data not provided | N/A | 222–515.3 | mV | 561–2,255 | µS/cm | None | N/A | Data not provided | Data not provided | Data not provided | Data not provided | Data not provided | Data not provided | Data not provided | Data not provided | The short time period of the study and cold weather/cold influent water appear to have had an overall negative effect on establishing robust microbial communities and sustaining sulfate reduction. | Data not provided | Fresh dairy cow manure should be used rather than horse manure - Dairy manure has been shown to contain higher numbers and diversity of SRB than horse or other manure types. Must have a consistent ethanol dose to the barrels. | Data not provided | Substrate: standard wood based substrate (wood chips and sawdust) with compost (horse manure) | Data not provided | Data not provided | ND = non-detect. All influent and effluent values below the detection limit (range of < 1 to < 10).
Treatability Study Technical Memorandum, Blue Ledge Mine Superfund Site, Siskiyou County, California | BLUE LEDGE MINE | CAN000906063 | N/A | N/A | TSP02 | Post operations | BCR 2 | Passive | Biochemical reactor (BCR) | No pre-treatment | Discharge from reclaimed waste rock pile 1 (WRP1) area (adits, runoff, and groundwater seeps) | N | BCR without pre-treatment | Data not provided | Rogue River – Siskiyou National Forest in Northern California/no constraints noted | Pilot | September - December 2012 | Beryllium | Be, total | µg/L | N | N/A | [6 empty] | ND | ND | Not Applicable |  |  |  | Data not provided | Data not provided | Data not provided | Data not provided | Data not provided | Data not provided | Data not provided | Data not provided |  | Effluent (range for the period of record) | 5.55–6.57 | 1.89–5.54 | mg/L | 5.29–14.93 | °C | Data not provided | N/A | Data not provided | N/A | (-)163.7–79 | mV | 695–5,425 | µS/cm | None | N/A | Data not provided | Data not provided | Data not provided | Data not provided | Data not provided | Data not provided | Data not provided | Data not provided | The short time period of the study and cold weather/cold influent water appear to have had an overall negative effect on establishing robust microbial communities and sustaining sulfate reduction. | Data not provided | Fresh dairy cow manure should be used rather than horse manure - Dairy manure has been shown to contain higher numbers and diversity of SRB than horse or other manure types. Must have a consistent ethanol dose to the barrels. | Data not provided | Substrate: standard wood based substrate (wood chips and sawdust) with compost (horse manure) | Data not provided | Multiple limits of detection over time of study. Range of non-detect values is < 1 - < 10. | ND = non-detect. All influent and effluent values below the detection limit (range of < 1 to < 10).
Treatability Study Technical Memorandum, Blue Ledge Mine Superfund Site, Siskiyou County, California | BLUE LEDGE MINE | CAN000906063 | N/A | N/A | TSP02 | Post operations | BCR 2 | Passive | Biochemical reactor (BCR) | No pre-treatment | Discharge from reclaimed waste rock pile 1 (WRP1) area (adits, runoff, and groundwater seeps) | N | BCR without pre-treatment | Data not provided | Rogue River – Siskiyou National Forest in Northern California/no constraints noted | Pilot | September - December 2012 | Beryllium | Be, dissolved | µg/L | N | N/A | [6 empty] | ND | ND | Not Applicable |  |  |  | Data not provided | Data not provided | Data not provided | Data not provided | Data not provided | Data not provided | Data not provided | Data not provided |  | Effluent (range for the period of record) | 5.55–6.57 | 1.89–5.54 | mg/L | 5.29–14.93 | °C | Data not provided | N/A | Data not provided | N/A | (-)163.7–79 | mV | 695–5,425 | µS/cm | None | N/A | Data not provided | Data not provided | Data not provided | Data not provided | Data not provided | Data not provided | Data not provided | Data not provided | The short time period of the study and cold weather/cold influent water appear to have had an overall negative effect on establishing robust microbial communities and sustaining sulfate reduction. | Data not provided | Fresh dairy cow manure should be used rather than horse manure - Dairy manure has been shown to contain higher numbers and diversity of SRB than horse or other manure types. Must have a consistent ethanol dose to the barrels. | Data not provided | Substrate: standard wood based substrate (wood chips and sawdust) with compost (horse manure) | Data not provided | Multiple limits of detection over time of study. Range of non-detect values is < 1 - < 10. | ND = non-detect. All influent and effluent values below the detection limit (range of < 1 to < 10).
Treatability Study Technical Memorandum, Blue Ledge Mine Superfund Site, Siskiyou County, California | BLUE LEDGE MINE | CAN000906063 | N/A | N/A | TSP02 | Post operations | BCR 2 | Passive | Biochemical reactor (BCR) | No pre-treatment | Discharge from reclaimed waste rock pile 1 (WRP1) area (adits, runoff, and groundwater seeps) | N | BCR without pre-treatment | Data not provided | Rogue River – Siskiyou National Forest in Northern California/no constraints noted | Pilot | September - December 2012 | Beryllium | Be, total | µg/L | N | N/A | [9 empty] | ND | ND | Not Applicable | Data not provided | Data not provided | Data not provided | Data not provided | Data not provided | Data not provided | Data not provided | Data not provided |  | Effluent (range for the period of record) | 5.55–6.57 | 1.89–5.54 | mg/L | 5.29–14.93 | °C | Data not provided | N/A | Data not provided | N/A | (-)163.7–79 | mV | 695–5,425 | µS/cm | None | N/A | Data not provided | Data not provided | Data not provided | Data not provided | Data not provided | Data not provided | Data not provided | Data not provided | The short time period of the study and cold weather/cold influent water appear to have had an overall negative effect on establishing robust microbial communities and sustaining sulfate reduction. | Data not provided | Fresh dairy cow manure should be used rather than horse manure - Dairy manure has been shown to contain higher numbers and diversity of SRB than horse or other manure types. Must have a consistent ethanol dose to the barrels. | Data not provided | Substrate: standard wood based substrate (wood chips and sawdust) with compost (horse manure) | Data not provided | Multiple limits of detection over time of study. Range of non-detect values is < 1 - < 10. | ND = non-detect. All influent and effluent values below the detection limit (range of < 1 to < 10).
Treatability Study Technical Memorandum, Blue Ledge Mine Superfund Site, Siskiyou County, California | BLUE LEDGE MINE | CAN000906063 | N/A | N/A | TSP02 | Post operations | BCR 2 | Passive | Biochemical reactor (BCR) | No pre-treatment | Discharge from reclaimed waste rock pile 1 (WRP1) area (adits, runoff, and groundwater seeps) | N | BCR without pre-treatment | Data not provided | Rogue River – Siskiyou National Forest in Northern California/no constraints noted | Pilot | September - December 2012 | Beryllium | Be, dissolved | µg/L | N | N/A | [9 empty] | ND | ND | Not Applicable | Data not provided | Data not provided | Data not provided | Data not provided | Data not provided | Data not provided | Data not provided | Data not provided |  | Effluent (range for the period of record) | 5.55–6.57 | 1.89–5.54 | mg/L | 5.29–14.93 | °C | Data not provided | N/A | Data not provided | N/A | (-)163.7–79 | mV | 695–5,425 | µS/cm | None | N/A | Data not provided | Data not provided | Data not provided | Data not provided | Data not provided | Data not provided | Data not provided | Data not provided | The short time period of the study and cold weather/cold influent water appear to have had an overall negative effect on establishing robust microbial communities and sustaining sulfate reduction. | Data not provided | Fresh dairy cow manure should be used rather than horse manure - Dairy manure has been shown to contain higher numbers and diversity of SRB than horse or other manure types. Must have a consistent ethanol dose to the barrels. | Data not provided | Substrate: standard wood based substrate (wood chips and sawdust) with compost (horse manure) | Data not provided | Multiple limits of detection over time of study. Range of non-detect values is < 1 - < 10. | ND = non-detect. All influent and effluent values below the detection limit (range of < 1 to < 10).
Treatability Study Technical Memorandum, Blue Ledge Mine Superfund Site, Siskiyou County, California | BLUE LEDGE MINE | CAN000906063 | N/A | N/A | TSP03 | Post operations | BCR 3 | Passive | Biochemical reactor (BCR) | No pre-treatment | Discharge from reclaimed waste rock pile 1 (WRP1) area (adits, runoff, and groundwater seeps) | N | BCR without pre-treatment | Data not provided | Rogue River – Siskiyou National Forest in Northern California/no constraints noted | Pilot | September - December 2012 | Beryllium | Be, total | µg/L | N | N/A | ND | < 1–< 10 | Not Applicable | [9 empty] | Data not provided | Data not provided | Data not provided | Data not provided | Data not provided | Data not provided | Data not provided | Data not provided |  | Influent (range for the period of record) | 2.87–3.24 | 8.22–10.72 | mg/L | 3.83–11.45 | °C | Data not provided | N/A | Data not provided | N/A | 222–515.3 | mV | 561–2,255 | µS/cm | None | N/A | Data not provided | Data not provided | Data not provided | Data not provided | Data not provided | Data not provided | Data not provided | Data not provided | The short time period of the study and cold weather/cold influent water appear to have had an overall negative effect on establishing robust microbial communities and sustaining sulfate reduction. | Data not provided | Fresh dairy cow manure should be used rather than horse manure - Dairy manure has been shown to contain higher numbers and diversity of SRB than horse or other manure types. Must have a consistent ethanol dose to the barrels. | Data not provided | Substrate: ChitoRem | Data not provided | Data not provided | ND = non-detect. All influent and effluent values below the detection limit (range of < 1 to < 10).
Treatability Study Technical Memorandum, Blue Ledge Mine Superfund Site, Siskiyou County, California | BLUE LEDGE MINE | CAN000906063 | N/A | N/A | TSP03 | Post operations | BCR 3 | Passive | Biochemical reactor (BCR) | No pre-treatment | Discharge from reclaimed waste rock pile 1 (WRP1) area (adits, runoff, and groundwater seeps) | N | BCR without pre-treatment | Data not provided | Rogue River – Siskiyou National Forest in Northern California/no constraints noted | Pilot | September - December 2012 | Beryllium | Be, dissolved | µg/L | N | N/A | ND | < 1–< 10 | Not Applicable | [9 empty] | Data not provided | Data not provided | Data not provided | Data not provided | Data not provided | Data not provided | Data not provided | Data not provided |  | Influent (range for the period of record) | 2.87–3.24 | 8.22–10.72 | mg/L | 3.83–11.45 | °C | Data not provided | N/A | Data not provided | N/A | 222–515.3 | mV | 561–2,255 | µS/cm | None | N/A | Data not provided | Data not provided | Data not provided | Data not provided | Data not provided | Data not provided | Data not provided | Data not provided | The short time period of the study and cold weather/cold influent water appear to have had an overall negative effect on establishing robust microbial communities and sustaining sulfate reduction. | Data not provided | Fresh dairy cow manure should be used rather than horse manure - Dairy manure has been shown to contain higher numbers and diversity of SRB than horse or other manure types. Must have a consistent ethanol dose to the barrels. | Data not provided | Substrate: ChitoRem | Data not provided | Data not provided | ND = non-detect. All influent and effluent values below the detection limit (range of < 1 to < 10).
Treatability Study Technical Memorandum, Blue Ledge Mine Superfund Site, Siskiyou County, California | BLUE LEDGE MINE | CAN000906063 | N/A | N/A | TSP03 | Post operations | BCR 3 | Passive | Biochemical reactor (BCR) | No pre-treatment | Discharge from reclaimed waste rock pile 1 (WRP1) area (adits, runoff, and groundwater seeps) | N | BCR without pre-treatment | Data not provided | Rogue River – Siskiyou National Forest in Northern California/no constraints noted | Pilot | September - December 2012 | Beryllium | Be, total | µg/L | N | N/A |  |  |  | ND | < 1–< 10 | Not Applicable | [6 empty] | Data not provided | Data not provided | Data not provided | Data not provided | Data not provided | Data not provided | Data not provided | Data not provided |  | Influent (range for the period of record) | 2.87–3.24 | 8.22–10.72 | mg/L | 3.83–11.45 | °C | Data not provided | N/A | Data not provided | N/A | 222–515.3 | mV | 561–2,255 | µS/cm | None | N/A | Data not provided | Data not provided | Data not provided | Data not provided | Data not provided | Data not provided | Data not provided | Data not provided | The short time period of the study and cold weather/cold influent water appear to have had an overall negative effect on establishing robust microbial communities and sustaining sulfate reduction. | Data not provided | Fresh dairy cow manure should be used rather than horse manure - Dairy manure has been shown to contain higher numbers and diversity of SRB than horse or other manure types. Must have a consistent ethanol dose to the barrels. | Data not provided | Substrate: ChitoRem | Data not provided | Data not provided | ND = non-detect. All influent and effluent values below the detection limit (range of < 1 to < 10).
Treatability Study Technical Memorandum, Blue Ledge Mine Superfund Site, Siskiyou County, California | BLUE LEDGE MINE | CAN000906063 | N/A | N/A | TSP03 | Post operations | BCR 3 | Passive | Biochemical reactor (BCR) | No pre-treatment | Discharge from reclaimed waste rock pile 1 (WRP1) area (adits, runoff, and groundwater seeps) | N | BCR without pre-treatment | Data not provided | Rogue River – Siskiyou National Forest in Northern California/no constraints noted | Pilot | September - December 2012 | Beryllium | Be, dissolved | µg/L | N | N/A |  |  |  | ND | < 1–< 10 | Not Applicable | [6 empty] | Data not provided | Data not provided | Data not provided | Data not provided | Data not provided | Data not provided | Data not provided | Data not provided |  | Influent (range for the period of record) | 2.87–3.24 | 8.22–10.72 | mg/L | 3.83–11.45 | °C | Data not provided | N/A | Data not provided | N/A | 222–515.3 | mV | 561–2,255 | µS/cm | None | N/A | Data not provided | Data not provided | Data not provided | Data not provided | Data not provided | Data not provided | Data not provided | Data not provided | The short time period of the study and cold weather/cold influent water appear to have had an overall negative effect on establishing robust microbial communities and sustaining sulfate reduction. | Data not provided | Fresh dairy cow manure should be used rather than horse manure - Dairy manure has been shown to contain higher numbers and diversity of SRB than horse or other manure types. Must have a consistent ethanol dose to the barrels. | Data not provided | Substrate: ChitoRem | Data not provided | Data not provided | ND = non-detect. All influent and effluent values below the detection limit (range of < 1 to < 10).
Treatability Study Technical Memorandum, Blue Ledge Mine Superfund Site, Siskiyou County, California | BLUE LEDGE MINE | CAN000906063 | N/A | N/A | TSP03 | Post operations | BCR 3 | Passive | Biochemical reactor (BCR) | No pre-treatment | Discharge from reclaimed waste rock pile 1 (WRP1) area (adits, runoff, and groundwater seeps) | N | BCR without pre-treatment | Data not provided | Rogue River – Siskiyou National Forest in Northern California/no constraints noted | Pilot | September - December 2012 | Beryllium | Be, total | µg/L | N | N/A | [6 empty] | ND | ND | Not Applicable |  |  |  | Data not provided | Data not provided | Data not provided | Data not provided | Data not provided | Data not provided | Data not provided | Data not provided |  | Effluent (range for the period of record) | 6.98–7.43 | 1.21–6.48 | mg/L | 5.47–15.37 | °C | Data not provided | N/A | Data not provided | N/A | (-)196–5.4 | mV | 3,074–30,050 | µS/cm | None | N/A | Data not provided | Data not provided | Data not provided | Data not provided | Data not provided | Data not provided | Data not provided | Data not provided | The short time period of the study and cold weather/cold influent water appear to have had an overall negative effect on establishing robust microbial communities and sustaining sulfate reduction. | Data not provided | Fresh dairy cow manure should be used rather than horse manure - Dairy manure has been shown to contain higher numbers and diversity of SRB than horse or other manure types. Must have a consistent ethanol dose to the barrels. | Data not provided | Substrate: ChitoRem | Data not provided | Multiple limits of detection over time of study. Range of non-detect values is < 1 - < 10. | ND = non-detect. All influent and effluent values below the detection limit (range of < 1 to < 10).
Treatability Study Technical Memorandum, Blue Ledge Mine Superfund Site, Siskiyou County, California | BLUE LEDGE MINE | CAN000906063 | N/A | N/A | TSP03 | Post operations | BCR 3 | Passive | Biochemical reactor (BCR) | No pre-treatment | Discharge from reclaimed waste rock pile 1 (WRP1) area (adits, runoff, and groundwater seeps) | N | BCR without pre-treatment | Data not provided | Rogue River – Siskiyou National Forest in Northern California/no constraints noted | Pilot | September - December 2012 | Beryllium | Be, dissolved | µg/L | N | N/A | [6 empty] | ND | ND | Not Applicable |  |  |  | Data not provided | Data not provided | Data not provided | Data not provided | Data not provided | Data not provided | Data not provided | Data not provided |  | Effluent (range for the period of record) | 6.98–7.43 | 1.21–6.48 | mg/L | 5.47–15.37 | °C | Data not provided | N/A | Data not provided | N/A | (-)196–5.4 | mV | 3,074–30,050 | µS/cm | None | N/A | Data not provided | Data not provided | Data not provided | Data not provided | Data not provided | Data not provided | Data not provided | Data not provided | The short time period of the study and cold weather/cold influent water appear to have had an overall negative effect on establishing robust microbial communities and sustaining sulfate reduction. | Data not provided | Fresh dairy cow manure should be used rather than horse manure - Dairy manure has been shown to contain higher numbers and diversity of SRB than horse or other manure types. Must have a consistent ethanol dose to the barrels. | Data not provided | Substrate: ChitoRem | Data not provided | Multiple limits of detection over time of study. Range of non-detect values is < 1 - < 10. | ND = non-detect. All influent and effluent values below the detection limit (range of < 1 to < 10).
Treatability Study Technical Memorandum, Blue Ledge Mine Superfund Site, Siskiyou County, California | BLUE LEDGE MINE | CAN000906063 | N/A | N/A | TSP03 | Post operations | BCR 3 | Passive | Biochemical reactor (BCR) | No pre-treatment | Discharge from reclaimed waste rock pile 1 (WRP1) area (adits, runoff, and groundwater seeps) | N | BCR without pre-treatment | Data not provided | Rogue River – Siskiyou National Forest in Northern California/no constraints noted | Pilot | September - December 2012 | Beryllium | Be, total | µg/L | N | N/A | [9 empty] | ND | ND | Not Applicable | Data not provided | Data not provided | Data not provided | Data not provided | Data not provided | Data not provided | Data not provided | Data not provided |  | Effluent (range for the period of record) | 6.98–7.43 | 1.21–6.48 | mg/L | 5.47–15.37 | °C | Data not provided | N/A | Data not provided | N/A | (-)196–5.4 | mV | 3,074–30,050 | µS/cm | None | N/A | Data not provided | Data not provided | Data not provided | Data not provided | Data not provided | Data not provided | Data not provided | Data not provided | The short time period of the study and cold weather/cold influent water appear to have had an overall negative effect on establishing robust microbial communities and sustaining sulfate reduction. | Data not provided | Fresh dairy cow manure should be used rather than horse manure - Dairy manure has been shown to contain higher numbers and diversity of SRB than horse or other manure types. Must have a consistent ethanol dose to the barrels. | Data not provided | Substrate: ChitoRem | Data not provided | Multiple limits of detection over time of study. Range of non-detect values is < 1 - < 10. | ND = non-detect. All influent and effluent values below the detection limit (range of < 1 to < 10).
Treatability Study Technical Memorandum, Blue Ledge Mine Superfund Site, Siskiyou County, California | BLUE LEDGE MINE | CAN000906063 | N/A | N/A | TSP03 | Post operations | BCR 3 | Passive | Biochemical reactor (BCR) | No pre-treatment | Discharge from reclaimed waste rock pile 1 (WRP1) area (adits, runoff, and groundwater seeps) | N | BCR without pre-treatment | Data not provided | Rogue River – Siskiyou National Forest in Northern California/no constraints noted | Pilot | September - December 2012 | Beryllium | Be, dissolved | µg/L | N | N/A | [9 empty] | ND | ND | Not Applicable | Data not provided | Data not provided | Data not provided | Data not provided | Data not provided | Data not provided | Data not provided | Data not provided |  | Effluent (range for the period of record) | 6.98–7.43 | 1.21–6.48 | mg/L | 5.47–15.37 | °C | Data not provided | N/A | Data not provided | N/A | (-)196–5.4 | mV | 3,074–30,050 | µS/cm | None | N/A | Data not provided | Data not provided | Data not provided | Data not provided | Data not provided | Data not provided | Data not provided | Data not provided | The short time period of the study and cold weather/cold influent water appear to have had an overall negative effect on establishing robust microbial communities and sustaining sulfate reduction. | Data not provided | Fresh dairy cow manure should be used rather than horse manure - Dairy manure has been shown to contain higher numbers and diversity of SRB than horse or other manure types. Must have a consistent ethanol dose to the barrels. | Data not provided | Substrate: ChitoRem | Data not provided | Multiple limits of detection over time of study. Range of non-detect values is < 1 - < 10. | ND = non-detect. All influent and effluent values below the detection limit (range of < 1 to < 10).
Treatability Study Technical Memorandum, Blue Ledge Mine Superfund Site, Siskiyou County, California | BLUE LEDGE MINE | CAN000906063 | N/A | N/A | TSP04 | Post operations | BCR 4 | Passive | Successive alkalinity producing system (SAPS) | Pre-treatment | Discharge from reclaimed waste rock pile 1 (WRP1) area (adits, runoff, and groundwater seeps) | N | Pre-treatment | Data not provided | Rogue River – Siskiyou National Forest in Northern California/no constraints noted | Pilot | September - December 2012 | Beryllium | Be, total | µg/L | N | N/A | ND | < 1–< 10 | Not Applicable | [9 empty] | Data not provided | Data not provided | Data not provided | Data not provided | Data not provided | Data not provided | Data not provided | Data not provided |  | Influent (range for the period of record) | 2.87–3.24 | 8.22–10.72 | mg/L | 3.83–11.45 | °C | Data not provided | N/A | Data not provided | N/A | 222–515.3 | mV | 561–2,255 | µS/cm | None | N/A | Data not provided | Data not provided | Data not provided | Data not provided | Data not provided | Data not provided | Data not provided | Data not provided | The short time period of the study and cold weather/cold influent water appear to have had an overall negative effect on establishing robust microbial communities and sustaining sulfate reduction. | Data not provided | Fresh dairy cow manure should be used rather than horse manure - Dairy manure has been shown to contain higher numbers and diversity of SRB than horse or other manure types. Must have a consistent ethanol dose to the barrels. | Data not provided | Successive alkalinity producing system (SAPS) with manure and limestone | Data not provided | Data not provided | ND = non-detect. All influent and effluent values below the detection limit (range of < 1 to < 10).
Treatability Study Technical Memorandum, Blue Ledge Mine Superfund Site, Siskiyou County, California | BLUE LEDGE MINE | CAN000906063 | N/A | N/A | TSP04 | Post operations | BCR 4 | Passive | Successive alkalinity producing system (SAPS) | Pre-treatment | Discharge from reclaimed waste rock pile 1 (WRP1) area (adits, runoff, and groundwater seeps) | N | Pre-treatment | Data not provided | Rogue River – Siskiyou National Forest in Northern California/no constraints noted | Pilot | September - December 2012 | Beryllium | Be, dissolved | µg/L | N | N/A | ND | < 1–< 10 | Not Applicable | [9 empty] | Data not provided | Data not provided | Data not provided | Data not provided | Data not provided | Data not provided | Data not provided | Data not provided |  | Influent (range for the period of record) | 2.87–3.24 | 8.22–10.72 | mg/L | 3.83–11.45 | °C | Data not provided | N/A | Data not provided | N/A | 222–515.3 | mV | 561–2,255 | µS/cm | None | N/A | Data not provided | Data not provided | Data not provided | Data not provided | Data not provided | Data not provided | Data not provided | Data not provided | The short time period of the study and cold weather/cold influent water appear to have had an overall negative effect on establishing robust microbial communities and sustaining sulfate reduction. | Data not provided | Fresh dairy cow manure should be used rather than horse manure - Dairy manure has been shown to contain higher numbers and diversity of SRB than horse or other manure types. Must have a consistent ethanol dose to the barrels. | Data not provided | Successive alkalinity producing system (SAPS) with manure and limestone | Data not provided | Data not provided | ND = non-detect. All influent and effluent values below the detection limit (range of < 1 to < 10).
Treatability Study Technical Memorandum, Blue Ledge Mine Superfund Site, Siskiyou County, California | BLUE LEDGE MINE | CAN000906063 | N/A | N/A | TSP04 | Post operations | BCR 4 | Passive | Successive alkalinity producing system (SAPS) | Pre-treatment | Discharge from reclaimed waste rock pile 1 (WRP1) area (adits, runoff, and groundwater seeps) | N | Pre-treatment | Data not provided | Rogue River – Siskiyou National Forest in Northern California/no constraints noted | Pilot | September - December 2012 | Beryllium | Be, total | µg/L | N | N/A |  |  |  | ND | < 1–< 10 | Not Applicable | [6 empty] | Data not provided | Data not provided | Data not provided | Data not provided | Data not provided | Data not provided | Data not provided | Data not provided |  | Influent (range for the period of record) | 2.87–3.24 | 8.22–10.72 | mg/L | 3.83–11.45 | °C | Data not provided | N/A | Data not provided | N/A | 222–515.3 | mV | 561–2,255 | µS/cm | None | N/A | Data not provided | Data not provided | Data not provided | Data not provided | Data not provided | Data not provided | Data not provided | Data not provided | The short time period of the study and cold weather/cold influent water appear to have had an overall negative effect on establishing robust microbial communities and sustaining sulfate reduction. | Data not provided | Fresh dairy cow manure should be used rather than horse manure - Dairy manure has been shown to contain higher numbers and diversity of SRB than horse or other manure types. Must have a consistent ethanol dose to the barrels. | Data not provided | Successive alkalinity producing system (SAPS) with manure and limestone | Data not provided | Data not provided | ND = non-detect. All influent and effluent values below the detection limit (range of < 1 to < 10).
Treatability Study Technical Memorandum, Blue Ledge Mine Superfund Site, Siskiyou County, California | BLUE LEDGE MINE | CAN000906063 | N/A | N/A | TSP04 | Post operations | BCR 4 | Passive | Successive alkalinity producing system (SAPS) | Pre-treatment | Discharge from reclaimed waste rock pile 1 (WRP1) area (adits, runoff, and groundwater seeps) | N | Pre-treatment | Data not provided | Rogue River – Siskiyou National Forest in Northern California/no constraints noted | Pilot | September - December 2012 | Beryllium | Be, dissolved | µg/L | N | N/A |  |  |  | ND | < 1–< 10 | Not Applicable | [6 empty] | Data not provided | Data not provided | Data not provided | Data not provided | Data not provided | Data not provided | Data not provided | Data not provided |  | Influent (range for the period of record) | 2.87–3.24 | 8.22–10.72 | mg/L | 3.83–11.45 | °C | Data not provided | N/A | Data not provided | N/A | 222–515.3 | mV | 561–2,255 | µS/cm | None | N/A | Data not provided | Data not provided | Data not provided | Data not provided | Data not provided | Data not provided | Data not provided | Data not provided | The short time period of the study and cold weather/cold influent water appear to have had an overall negative effect on establishing robust microbial communities and sustaining sulfate reduction. | Data not provided | Fresh dairy cow manure should be used rather than horse manure - Dairy manure has been shown to contain higher numbers and diversity of SRB than horse or other manure types. Must have a consistent ethanol dose to the barrels. | Data not provided | Successive alkalinity producing system (SAPS) with manure and limestone | Data not provided | Data not provided | ND = non-detect. All influent and effluent values below the detection limit (range of < 1 to < 10).
Treatability Study Technical Memorandum, Blue Ledge Mine Superfund Site, Siskiyou County, California | BLUE LEDGE MINE | CAN000906063 | N/A | N/A | TSP04 | Post operations | BCR 4 | Passive | Successive alkalinity producing system (SAPS) | Pre-treatment | Discharge from reclaimed waste rock pile 1 (WRP1) area (adits, runoff, and groundwater seeps) | N | Pre-treatment | Data not provided | Rogue River – Siskiyou National Forest in Northern California/no constraints noted | Pilot | September - December 2012 | Beryllium | Be, total | µg/L | N | N/A | [6 empty] | ND | ND | Not Applicable |  |  |  | Data not provided | Data not provided | Data not provided | Data not provided | Data not provided | Data not provided | Data not provided | Data not provided |  | Effluent (range for the period of record) | 6.81–7.2 | 0.82–7.22 | mg/L | 4.5–15.84 | °C | Data not provided | N/A | Data not provided | N/A | (-)229.5–50.7 | mV | 638–2,969 | µS/cm | None | N/A | Data not provided | Data not provided | Data not provided | Data not provided | Data not provided | Data not provided | Data not provided | Data not provided | The short time period of the study and cold weather/cold influent water appear to have had an overall negative effect on establishing robust microbial communities and sustaining sulfate reduction. | Data not provided | Fresh dairy cow manure should be used rather than horse manure - Dairy manure has been shown to contain higher numbers and diversity of SRB than horse or other manure types. Must have a consistent ethanol dose to the barrels. | Data not provided | Successive alkalinity producing system (SAPS) with manure and limestone | Data not provided | Multiple limits of detection over time of study. Range of non-detect values is < 1 - < 10. | ND = non-detect. All influent and effluent values below the detection limit (range of < 1 to < 10).
Treatability Study Technical Memorandum, Blue Ledge Mine Superfund Site, Siskiyou County, California | BLUE LEDGE MINE | CAN000906063 | N/A | N/A | TSP04 | Post operations | BCR 4 | Passive | Successive alkalinity producing system (SAPS) | Pre-treatment | Discharge from reclaimed waste rock pile 1 (WRP1) area (adits, runoff, and groundwater seeps) | N | Pre-treatment | Data not provided | Rogue River – Siskiyou National Forest in Northern California/no constraints noted | Pilot | September - December 2012 | Beryllium | Be, dissolved | µg/L | N | N/A | [6 empty] | ND | ND | Not Applicable |  |  |  | Data not provided | Data not provided | Data not provided | Data not provided | Data not provided | Data not provided | Data not provided | Data not provided |  | Effluent (range for the period of record) | 6.81–7.2 | 0.82–7.22 | mg/L | 4.5–15.84 | °C | Data not provided | N/A | Data not provided | N/A | (-)229.5–50.7 | mV | 638–2,969 | µS/cm | None | N/A | Data not provided | Data not provided | Data not provided | Data not provided | Data not provided | Data not provided | Data not provided | Data not provided | The short time period of the study and cold weather/cold influent water appear to have had an overall negative effect on establishing robust microbial communities and sustaining sulfate reduction. | Data not provided | Fresh dairy cow manure should be used rather than horse manure - Dairy manure has been shown to contain higher numbers and diversity of SRB than horse or other manure types. Must have a consistent ethanol dose to the barrels. | Data not provided | Successive alkalinity producing system (SAPS) with manure and limestone | Data not provided | Multiple limits of detection over time of study. Range of non-detect values is < 1 - < 10. | ND = non-detect. All influent and effluent values below the detection limit (range of < 1 to < 10).
Treatability Study Technical Memorandum, Blue Ledge Mine Superfund Site, Siskiyou County, California | BLUE LEDGE MINE | CAN000906063 | N/A | N/A | TSP04 | Post operations | BCR 4 | Passive | Successive alkalinity producing system (SAPS) | Pre-treatment | Discharge from reclaimed waste rock pile 1 (WRP1) area (adits, runoff, and groundwater seeps) | N | Pre-treatment | Data not provided | Rogue River – Siskiyou National Forest in Northern California/no constraints noted | Pilot | September - December 2012 | Beryllium | Be, total | µg/L | N | N/A | [9 empty] | ND | ND | Not Applicable | Data not provided | Data not provided | Data not provided | Data not provided | Data not provided | Data not provided | Data not provided | Data not provided |  | Effluent (range for the period of record) | 6.81–7.2 | 0.82–7.22 | mg/L | 4.5–15.84 | °C | Data not provided | N/A | Data not provided | N/A | (-)229.5–50.7 | mV | 638–2,969 | µS/cm | None | N/A | Data not provided | Data not provided | Data not provided | Data not provided | Data not provided | Data not provided | Data not provided | Data not provided | The short time period of the study and cold weather/cold influent water appear to have had an overall negative effect on establishing robust microbial communities and sustaining sulfate reduction. | Data not provided | Fresh dairy cow manure should be used rather than horse manure - Dairy manure has been shown to contain higher numbers and diversity of SRB than horse or other manure types. Must have a consistent ethanol dose to the barrels. | Data not provided | Successive alkalinity producing system (SAPS) with manure and limestone | Data not provided | Multiple limits of detection over time of study. Range of non-detect values is < 1 - < 10. | ND = non-detect. All influent and effluent values below the detection limit (range of < 1 to < 10).
Treatability Study Technical Memorandum, Blue Ledge Mine Superfund Site, Siskiyou County, California | BLUE LEDGE MINE | CAN000906063 | N/A | N/A | TSP04 | Post operations | BCR 4 | Passive | Successive alkalinity producing system (SAPS) | Pre-treatment | Discharge from reclaimed waste rock pile 1 (WRP1) area (adits, runoff, and groundwater seeps) | N | Pre-treatment | Data not provided | Rogue River – Siskiyou National Forest in Northern California/no constraints noted | Pilot | September - December 2012 | Beryllium | Be, dissolved | µg/L | N | N/A | [9 empty] | ND | ND | Not Applicable | Data not provided | Data not provided | Data not provided | Data not provided | Data not provided | Data not provided | Data not provided | Data not provided |  | Effluent (range for the period of record) | 6.81–7.2 | 0.82–7.22 | mg/L | 4.5–15.84 | °C | Data not provided | N/A | Data not provided | N/A | (-)229.5–50.7 | mV | 638–2,969 | µS/cm | None | N/A | Data not provided | Data not provided | Data not provided | Data not provided | Data not provided | Data not provided | Data not provided | Data not provided | The short time period of the study and cold weather/cold influent water appear to have had an overall negative effect on establishing robust microbial communities and sustaining sulfate reduction. | Data not provided | Fresh dairy cow manure should be used rather than horse manure - Dairy manure has been shown to contain higher numbers and diversity of SRB than horse or other manure types. Must have a consistent ethanol dose to the barrels. | Data not provided | Successive alkalinity producing system (SAPS) with manure and limestone | Data not provided | Multiple limits of detection over time of study. Range of non-detect values is < 1 - < 10. | ND = non-detect. All influent and effluent values below the detection limit (range of < 1 to < 10).
Treatability Study Technical Memorandum, Blue Ledge Mine Superfund Site, Siskiyou County, California | BLUE LEDGE MINE | CAN000906063 | N/A | N/A | TSP05 | Post operations | BCR 5 | Passive | Successive alkalinity producing system (SAPS) | Pre-treatment | Discharge from reclaimed waste rock pile 1 (WRP1) area (adits, runoff, and groundwater seeps) | N | Pre-treatment | Data not provided | Rogue River – Siskiyou National Forest in Northern California/no constraints noted | Pilot | September - December 2012 | Beryllium | Be, total | µg/L | N | N/A | ND | < 1–< 10 | Not Applicable | [9 empty] | Data not provided | Data not provided | Data not provided | Data not provided | Data not provided | Data not provided | Data not provided | Data not provided |  | Influent (range for the period of record) | 2.87–3.24 | 8.22–10.72 | mg/L | 3.83–11.45 | °C | Data not provided | N/A | Data not provided | N/A | 222–515.3 | mV | 561–2,255 | µS/cm | None | N/A | Data not provided | Data not provided | Data not provided | Data not provided | Data not provided | Data not provided | Data not provided | Data not provided | The short time period of the study and cold weather/cold influent water appear to have had an overall negative effect on establishing robust microbial communities and sustaining sulfate reduction. | Data not provided | Fresh dairy cow manure should be used rather than horse manure - Dairy manure has been shown to contain higher numbers and diversity of SRB than horse or other manure types. Must have a consistent ethanol dose to the barrels. | Data not provided | Same as BCR 4 with the addition of ethanol. Successive alkalinity producing system (SAPS) with manure and limestone | Data not provided | Data not provided | ND = non-detect. All influent and effluent values below the detection limit (range of < 1 to < 10).
Treatability Study Technical Memorandum, Blue Ledge Mine Superfund Site, Siskiyou County, California | BLUE LEDGE MINE | CAN000906063 | N/A | N/A | TSP05 | Post operations | BCR 5 | Passive | Successive alkalinity producing system (SAPS) | Pre-treatment | Discharge from reclaimed waste rock pile 1 (WRP1) area (adits, runoff, and groundwater seeps) | N | Pre-treatment | Data not provided | Rogue River – Siskiyou National Forest in Northern California/no constraints noted | Pilot | September - December 2012 | Beryllium | Be, dissolved | µg/L | N | N/A | ND | < 1–< 10 | Not Applicable | [9 empty] | Data not provided | Data not provided | Data not provided | Data not provided | Data not provided | Data not provided | Data not provided | Data not provided |  | Influent (range for the period of record) | 2.87–3.24 | 8.22–10.72 | mg/L | 3.83–11.45 | °C | Data not provided | N/A | Data not provided | N/A | 222–515.3 | mV | 561–2,255 | µS/cm | None | N/A | Data not provided | Data not provided | Data not provided | Data not provided | Data not provided | Data not provided | Data not provided | Data not provided | The short time period of the study and cold weather/cold influent water appear to have had an overall negative effect on establishing robust microbial communities and sustaining sulfate reduction. | Data not provided | Fresh dairy cow manure should be used rather than horse manure - Dairy manure has been shown to contain higher numbers and diversity of SRB than horse or other manure types. Must have a consistent ethanol dose to the barrels. | Data not provided | Same as BCR 4 with the addition of ethanol. Successive alkalinity producing system (SAPS) with manure and limestone | Data not provided | Data not provided | ND = non-detect. All influent and effluent values below the detection limit (range of < 1 to < 10).
Treatability Study Technical Memorandum, Blue Ledge Mine Superfund Site, Siskiyou County, California | BLUE LEDGE MINE | CAN000906063 | N/A | N/A | TSP05 | Post operations | BCR 5 | Passive | Successive alkalinity producing system (SAPS) | Pre-treatment | Discharge from reclaimed waste rock pile 1 (WRP1) area (adits, runoff, and groundwater seeps) | N | Pre-treatment | Data not provided | Rogue River – Siskiyou National Forest in Northern California/no constraints noted | Pilot | September - December 2012 | Beryllium | Be, total | µg/L | N | N/A |  |  |  | ND | < 1–< 10 | Not Applicable | [6 empty] | Data not provided | Data not provided | Data not provided | Data not provided | Data not provided | Data not provided | Data not provided | Data not provided |  | Influent (range for the period of record) | 2.87–3.24 | 8.22–10.72 | mg/L | 3.83–11.45 | °C | Data not provided | N/A | Data not provided | N/A | 222–515.3 | mV | 561–2,255 | µS/cm | None | N/A | Data not provided | Data not provided | Data not provided | Data not provided | Data not provided | Data not provided | Data not provided | Data not provided | The short time period of the study and cold weather/cold influent water appear to have had an overall negative effect on establishing robust microbial communities and sustaining sulfate reduction. | Data not provided | Fresh dairy cow manure should be used rather than horse manure - Dairy manure has been shown to contain higher numbers and diversity of SRB than horse or other manure types. Must have a consistent ethanol dose to the barrels. | Data not provided | Same as BCR 4 with the addition of ethanol. Successive alkalinity producing system (SAPS) with manure and limestone | Data not provided | Data not provided | ND = non-detect. All influent and effluent values below the detection limit (range of < 1 to < 10).
Treatability Study Technical Memorandum, Blue Ledge Mine Superfund Site, Siskiyou County, California | BLUE LEDGE MINE | CAN000906063 | N/A | N/A | TSP05 | Post operations | BCR 5 | Passive | Successive alkalinity producing system (SAPS) | Pre-treatment | Discharge from reclaimed waste rock pile 1 (WRP1) area (adits, runoff, and groundwater seeps) | N | Pre-treatment | Data not provided | Rogue River – Siskiyou National Forest in Northern California/no constraints noted | Pilot | September - December 2012 | Beryllium | Be, dissolved | µg/L | N | N/A |  |  |  | ND | < 1–< 10 | Not Applicable | [6 empty] | Data not provided | Data not provided | Data not provided | Data not provided | Data not provided | Data not provided | Data not provided | Data not provided |  | Influent (range for the period of record) | 2.87–3.24 | 8.22–10.72 | mg/L | 3.83–11.45 | °C | Data not provided | N/A | Data not provided | N/A | 222–515.3 | mV | 561–2,255 | µS/cm | None | N/A | Data not provided | Data not provided | Data not provided | Data not provided | Data not provided | Data not provided | Data not provided | Data not provided | The short time period of the study and cold weather/cold influent water appear to have had an overall negative effect on establishing robust microbial communities and sustaining sulfate reduction. | Data not provided | Fresh dairy cow manure should be used rather than horse manure - Dairy manure has been shown to contain higher numbers and diversity of SRB than horse or other manure types. Must have a consistent ethanol dose to the barrels. | Data not provided | Same as BCR 4 with the addition of ethanol. Successive alkalinity producing system (SAPS) with manure and limestone | Data not provided | Data not provided | ND = non-detect. All influent and effluent values below the detection limit (range of < 1 to < 10).
Treatability Study Technical Memorandum, Blue Ledge Mine Superfund Site, Siskiyou County, California | BLUE LEDGE MINE | CAN000906063 | N/A | N/A | TSP05 | Post operations | BCR 5 | Passive | Successive alkalinity producing system (SAPS) | Pre-treatment | Discharge from reclaimed waste rock pile 1 (WRP1) area (adits, runoff, and groundwater seeps) | N | Pre-treatment | Data not provided | Rogue River – Siskiyou National Forest in Northern California/no constraints noted | Pilot | September - December 2012 | Beryllium | Be, total | µg/L | N | N/A | [6 empty] | ND | ND | Not Applicable |  |  |  | Data not provided | Data not provided | Data not provided | Data not provided | Data not provided | Data not provided | Data not provided | Data not provided |  | Effluent (range for the period of record) | 6.14–6.99 | 0.87–7.74 | mg/L | 4.63–15.79 | °C | Data not provided | N/A | Data not provided | N/A | (-)226.9–78.9 | mV | 670–4,338 | µS/cm | None | N/A | Data not provided | Data not provided | Data not provided | Data not provided | Data not provided | Data not provided | Data not provided | Data not provided | The short time period of the study and cold weather/cold influent water appear to have had an overall negative effect on establishing robust microbial communities and sustaining sulfate reduction. | Data not provided | Fresh dairy cow manure should be used rather than horse manure - Dairy manure has been shown to contain higher numbers and diversity of SRB than horse or other manure types. Must have a consistent ethanol dose to the barrels. | Data not provided | Same as BCR 4 with the addition of ethanol. Successive alkalinity producing system (SAPS) with manure and limestone | Data not provided | Multiple limits of detection over time of study. Range of non-detect values is < 1 - < 10. | ND = non-detect. All influent and effluent values below the detection limit (range of < 1 to < 10).
Treatability Study Technical Memorandum, Blue Ledge Mine Superfund Site, Siskiyou County, California | BLUE LEDGE MINE | CAN000906063 | N/A | N/A | TSP05 | Post operations | BCR 5 | Passive | Successive alkalinity producing system (SAPS) | Pre-treatment | Discharge from reclaimed waste rock pile 1 (WRP1) area (adits, runoff, and groundwater seeps) | N | Pre-treatment | Data not provided | Rogue River – Siskiyou National Forest in Northern California/no constraints noted | Pilot | September - December 2012 | Beryllium | Be, dissolved | µg/L | N | N/A | [6 empty] | ND | ND | Not Applicable |  |  |  | Data not provided | Data not provided | Data not provided | Data not provided | Data not provided | Data not provided | Data not provided | Data not provided |  | Effluent (range for the period of record) | 6.14–6.99 | 0.87–7.74 | mg/L | 4.63–15.79 | °C | Data not provided | N/A | Data not provided | N/A | (-)226.9–78.9 | mV | 670–4,338 | µS/cm | None | N/A | Data not provided | Data not provided | Data not provided | Data not provided | Data not provided | Data not provided | Data not provided | Data not provided | The short time period of the study and cold weather/cold influent water appear to have had an overall negative effect on establishing robust microbial communities and sustaining sulfate reduction. | Data not provided | Fresh dairy cow manure should be used rather than horse manure - Dairy manure has been shown to contain higher numbers and diversity of SRB than horse or other manure types. Must have a consistent ethanol dose to the barrels. | Data not provided | Same as BCR 4 with the addition of ethanol. Successive alkalinity producing system (SAPS) with manure and limestone | Data not provided | Multiple limits of detection over time of study. Range of non-detect values is < 1 - < 10. | ND = non-detect. All influent and effluent values below the detection limit (range of < 1 to < 10).
Treatability Study Technical Memorandum, Blue Ledge Mine Superfund Site, Siskiyou County, California | BLUE LEDGE MINE | CAN000906063 | N/A | N/A | TSP05 | Post operations | BCR 5 | Passive | Successive alkalinity producing system (SAPS) | Pre-treatment | Discharge from reclaimed waste rock pile 1 (WRP1) area (adits, runoff, and groundwater seeps) | N | Pre-treatment | Data not provided | Rogue River – Siskiyou National Forest in Northern California/no constraints noted | Pilot | September - December 2012 | Beryllium | Be, total | µg/L | N | N/A | [9 empty] | ND | ND | Not Applicable | Data not provided | Data not provided | Data not provided | Data not provided | Data not provided | Data not provided | Data not provided | Data not provided |  | Effluent (range for the period of record) | 6.14–6.99 | 0.87–7.74 | mg/L | 4.63–15.79 | °C | Data not provided | N/A | Data not provided | N/A | (-)226.9–78.9 | mV | 670–4,338 | µS/cm | None | N/A | Data not provided | Data not provided | Data not provided | Data not provided | Data not provided | Data not provided | Data not provided | Data not provided | The short time period of the study and cold weather/cold influent water appear to have had an overall negative effect on establishing robust microbial communities and sustaining sulfate reduction. | Data not provided | Fresh dairy cow manure should be used rather than horse manure - Dairy manure has been shown to contain higher numbers and diversity of SRB than horse or other manure types. Must have a consistent ethanol dose to the barrels. | Data not provided | Same as BCR 4 with the addition of ethanol. Successive alkalinity producing system (SAPS) with manure and limestone | Data not provided | Multiple limits of detection over time of study. Range of non-detect values is < 1 - < 10. | ND = non-detect. All influent and effluent values below the detection limit (range of < 1 to < 10).
Treatability Study Technical Memorandum, Blue Ledge Mine Superfund Site, Siskiyou County, California | BLUE LEDGE MINE | CAN000906063 | N/A | N/A | TSP05 | Post operations | BCR 5 | Passive | Successive alkalinity producing system (SAPS) | Pre-treatment | Discharge from reclaimed waste rock pile 1 (WRP1) area (adits, runoff, and groundwater seeps) | N | Pre-treatment | Data not provided | Rogue River – Siskiyou National Forest in Northern California/no constraints noted | Pilot | September - December 2012 | Beryllium | Be, dissolved | µg/L | N | N/A | [9 empty] | ND | ND | Not Applicable | Data not provided | Data not provided | Data not provided | Data not provided | Data not provided | Data not provided | Data not provided | Data not provided |  | Effluent (range for the period of record) | 6.14–6.99 | 0.87–7.74 | mg/L | 4.63–15.79 | °C | Data not provided | N/A | Data not provided | N/A | (-)226.9–78.9 | mV | 670–4,338 | µS/cm | None | N/A | Data not provided | Data not provided | Data not provided | Data not provided | Data not provided | Data not provided | Data not provided | Data not provided | The short time period of the study and cold weather/cold influent water appear to have had an overall negative effect on establishing robust microbial communities and sustaining sulfate reduction. | Data not provided | Fresh dairy cow manure should be used rather than horse manure - Dairy manure has been shown to contain higher numbers and diversity of SRB than horse or other manure types. Must have a consistent ethanol dose to the barrels. | Data not provided | Same as BCR 4 with the addition of ethanol. Successive alkalinity producing system (SAPS) with manure and limestone | Data not provided | Multiple limits of detection over time of study. Range of non-detect values is < 1 - < 10. | ND = non-detect. All influent and effluent values below the detection limit (range of < 1 to < 10).
Treatability Study Technical Memorandum, Blue Ledge Mine Superfund Site, Siskiyou County, California | BLUE LEDGE MINE | CAN000906063 | N/A | N/A | TSP01 | Post operations | BCR 1 | Passive | Biochemical reactor (BCR) | No pre-treatment | Discharge from reclaimed waste rock pile 1 (WRP1) area (adits, runoff, and groundwater seeps) | N | BCR without pre-treatment | Data not provided | Rogue River – Siskiyou National Forest in Northern California/no constraints noted | Pilot | September - December 2012 | BOD | Biochemical Oxygen Demand, 5 Day | mg/L | N | N/A | 42 | 2000 | -4661.9048 | [9 empty] | Data not provided | Data not provided | Data not provided | Data not provided | Data not provided | Data not provided | Data not provided | Data not provided |  | Influent | 2.87 | 10.72 | mg/L | 11.45 | °C | Data not provided | N/A | Data not provided | N/A | 222 | mV | 1137 | µS/cm | None | N/A | Data not provided | Data not provided | Data not provided | Data not provided | Data not provided | Data not provided | Data not provided | Data not provided | The short time period of the study and cold weather/cold influent water appear to have had an overall negative effect on establishing robust microbial communities and sustaining sulfate reduction. | Data not provided | Fresh dairy cow manure should be used rather than horse manure - Dairy manure has been shown to contain higher numbers and diversity of SRB than horse or other manure types. Must have a consistent ethanol dose to the barrels. | Data not provided | Substrate: standard wood based substrate (wood chips and sawdust) | Data not provided | There is only one influent observation.
Treatability Study Technical Memorandum, Blue Ledge Mine Superfund Site, Siskiyou County, California | BLUE LEDGE MINE | CAN000906063 | N/A | N/A | TSP01 | Post operations | BCR 1 | Passive | Biochemical reactor (BCR) | No pre-treatment | Discharge from reclaimed waste rock pile 1 (WRP1) area (adits, runoff, and groundwater seeps) | N | BCR without pre-treatment | Data not provided | Rogue River – Siskiyou National Forest in Northern California/no constraints noted | Pilot | September - December 2012 | BOD | Biochemical Oxygen Demand, 5 Day | mg/L | N | N/A |  |  |  | 42 | 2000 | -4661.9048 | [6 empty] | Data not provided | Data not provided | Data not provided | Data not provided | Data not provided | Data not provided | Data not provided | Data not provided |  | Influent | 2.87 | 10.72 | mg/L | 11.45 | °C | Data not provided | N/A | Data not provided | N/A | 222 | mV | 1137 | µS/cm | None | N/A | Data not provided | Data not provided | Data not provided | Data not provided | Data not provided | Data not provided | Data not provided | Data not provided | The short time period of the study and cold weather/cold influent water appear to have had an overall negative effect on establishing robust microbial communities and sustaining sulfate reduction. | Data not provided | Fresh dairy cow manure should be used rather than horse manure - Dairy manure has been shown to contain higher numbers and diversity of SRB than horse or other manure types. Must have a consistent ethanol dose to the barrels. | Data not provided | Substrate: standard wood based substrate (wood chips and sawdust) | Data not provided | There is only one influent observation.
Treatability Study Technical Memorandum, Blue Ledge Mine Superfund Site, Siskiyou County, California | BLUE LEDGE MINE | CAN000906063 | N/A | N/A | TSP01 | Post operations | BCR 1 | Passive | Biochemical reactor (BCR) | No pre-treatment | Discharge from reclaimed waste rock pile 1 (WRP1) area (adits, runoff, and groundwater seeps) | N | BCR without pre-treatment | Data not provided | Rogue River – Siskiyou National Forest in Northern California/no constraints noted | Pilot | September - December 2012 | BOD | Biochemical Oxygen Demand, 5 Day | mg/L | N | N/A | [6 empty] | 2000 | 42 | -4661.9048 |  |  |  | Data not provided | Data not provided | Data not provided | Data not provided | Data not provided | Data not provided | Data not provided | Data not provided |  | Effluent | 5.77 | 8.05 | mg/L | 14.73 | °C | Data not provided | N/A | Data not provided | N/A | 249.4 | mV | 2656 | µS/cm | None | N/A | Data not provided | Data not provided | Data not provided | Data not provided | Data not provided | Data not provided | Data not provided | Data not provided | The short time period of the study and cold weather/cold influent water appear to have had an overall negative effect on establishing robust microbial communities and sustaining sulfate reduction. | Data not provided | Fresh dairy cow manure should be used rather than horse manure - Dairy manure has been shown to contain higher numbers and diversity of SRB than horse or other manure types. Must have a consistent ethanol dose to the barrels. | Data not provided | Substrate: standard wood based substrate (wood chips and sawdust) | Data not provided | There is only one influent observation.
Treatability Study Technical Memorandum, Blue Ledge Mine Superfund Site, Siskiyou County, California | BLUE LEDGE MINE | CAN000906063 | N/A | N/A | TSP01 | Post operations | BCR 1 | Passive | Biochemical reactor (BCR) | No pre-treatment | Discharge from reclaimed waste rock pile 1 (WRP1) area (adits, runoff, and groundwater seeps) | N | BCR without pre-treatment | Data not provided | Rogue River – Siskiyou National Forest in Northern California/no constraints noted | Pilot | September - December 2012 | BOD | Biochemical Oxygen Demand, 5 Day | mg/L | N | N/A | [9 empty] | 16 | Data not provided | Not Applicable | Data not provided | Data not provided | Data not provided | Data not provided | Data not provided | Data not provided | Data not provided | Data not provided |  | Effluent | 6.57 | 3 | mg/L | 7.44 | °C | Data not provided | N/A | Data not provided | N/A | 67.8 | mV | 2129 | µS/cm | None | N/A | Data not provided | Data not provided | Data not provided | Data not provided | Data not provided | Data not provided | Data not provided | Data not provided | The short time period of the study and cold weather/cold influent water appear to have had an overall negative effect on establishing robust microbial communities and sustaining sulfate reduction. | Data not provided | Fresh dairy cow manure should be used rather than horse manure - Dairy manure has been shown to contain higher numbers and diversity of SRB than horse or other manure types. Must have a consistent ethanol dose to the barrels. | Data not provided | Substrate: standard wood based substrate (wood chips and sawdust) | Data not provided | There is only one influent observation.
Treatability Study Technical Memorandum, Blue Ledge Mine Superfund Site, Siskiyou County, California | BLUE LEDGE MINE | CAN000906063 | N/A | N/A | TSP02 | Post operations | BCR 2 | Passive | Biochemical reactor (BCR) | No pre-treatment | Discharge from reclaimed waste rock pile 1 (WRP1) area (adits, runoff, and groundwater seeps) | N | BCR without pre-treatment | Data not provided | Rogue River – Siskiyou National Forest in Northern California/no constraints noted | Pilot | September - December 2012 | BOD | Biochemical Oxygen Demand, 5 Day | mg/L | N | N/A | 42 | 2100 | -4900 | [9 empty] | Data not provided | Data not provided | Data not provided | Data not provided | Data not provided | Data not provided | Data not provided | Data not provided |  | Influent | 2.87 | 10.72 | mg/L | 11.45 | °C | Data not provided | N/A | Data not provided | N/A | 222 | mV | 1137 | µS/cm | None | N/A | Data not provided | Data not provided | Data not provided | Data not provided | Data not provided | Data not provided | Data not provided | Data not provided | The short time period of the study and cold weather/cold influent water appear to have had an overall negative effect on establishing robust microbial communities and sustaining sulfate reduction. | Data not provided | Fresh dairy cow manure should be used rather than horse manure - Dairy manure has been shown to contain higher numbers and diversity of SRB than horse or other manure types. Must have a consistent ethanol dose to the barrels. | Data not provided | Substrate: standard wood based substrate (wood chips and sawdust) with compost (horse manure) | Data not provided | There is only one influent observation.
Treatability Study Technical Memorandum, Blue Ledge Mine Superfund Site, Siskiyou County, California | BLUE LEDGE MINE | CAN000906063 | N/A | N/A | TSP02 | Post operations | BCR 2 | Passive | Biochemical reactor (BCR) | No pre-treatment | Discharge from reclaimed waste rock pile 1 (WRP1) area (adits, runoff, and groundwater seeps) | N | BCR without pre-treatment | Data not provided | Rogue River – Siskiyou National Forest in Northern California/no constraints noted | Pilot | September - December 2012 | BOD | Biochemical Oxygen Demand, 5 Day | mg/L | N | N/A |  |  |  | 42 | 2100 | -4900 | [6 empty] | Data not provided | Data not provided | Data not provided | Data not provided | Data not provided | Data not provided | Data not provided | Data not provided |  | Influent | 2.87 | 10.72 | mg/L | 11.45 | °C | Data not provided | N/A | Data not provided | N/A | 222 | mV | 1137 | µS/cm | None | N/A | Data not provided | Data not provided | Data not provided | Data not provided | Data not provided | Data not provided | Data not provided | Data not provided | The short time period of the study and cold weather/cold influent water appear to have had an overall negative effect on establishing robust microbial communities and sustaining sulfate reduction. | Data not provided | Fresh dairy cow manure should be used rather than horse manure - Dairy manure has been shown to contain higher numbers and diversity of SRB than horse or other manure types. Must have a consistent ethanol dose to the barrels. | Data not provided | Substrate: standard wood based substrate (wood chips and sawdust) with compost (horse manure) | Data not provided | There is only one influent observation.
Treatability Study Technical Memorandum, Blue Ledge Mine Superfund Site, Siskiyou County, California | BLUE LEDGE MINE | CAN000906063 | N/A | N/A | TSP02 | Post operations | BCR 2 | Passive | Biochemical reactor (BCR) | No pre-treatment | Discharge from reclaimed waste rock pile 1 (WRP1) area (adits, runoff, and groundwater seeps) | N | BCR without pre-treatment | Data not provided | Rogue River – Siskiyou National Forest in Northern California/no constraints noted | Pilot | September - December 2012 | BOD | Biochemical Oxygen Demand, 5 Day | mg/L | N | N/A | [6 empty] | 2100 | 42 | -4900 |  |  |  | Data not provided | Data not provided | Data not provided | Data not provided | Data not provided | Data not provided | Data not provided | Data not provided |  | Effluent | 5.55 | 5.45 | mg/L | 14.93 | °C | Data not provided | N/A | Data not provided | N/A | 79 | mV | 5425 | µS/cm | None | N/A | Data not provided | Data not provided | Data not provided | Data not provided | Data not provided | Data not provided | Data not provided | Data not provided | The short time period of the study and cold weather/cold influent water appear to have had an overall negative effect on establishing robust microbial communities and sustaining sulfate reduction. | Data not provided | Fresh dairy cow manure should be used rather than horse manure - Dairy manure has been shown to contain higher numbers and diversity of SRB than horse or other manure types. Must have a consistent ethanol dose to the barrels. | Data not provided | Substrate: standard wood based substrate (wood chips and sawdust) with compost (horse manure) | Data not provided | There is only one influent observation.
Treatability Study Technical Memorandum, Blue Ledge Mine Superfund Site, Siskiyou County, California | BLUE LEDGE MINE | CAN000906063 | N/A | N/A | TSP02 | Post operations | BCR 2 | Passive | Biochemical reactor (BCR) | No pre-treatment | Discharge from reclaimed waste rock pile 1 (WRP1) area (adits, runoff, and groundwater seeps) | N | BCR without pre-treatment | Data not provided | Rogue River – Siskiyou National Forest in Northern California/no constraints noted | Pilot | September - December 2012 | BOD | Biochemical Oxygen Demand, 5 Day | mg/L | N | N/A | [9 empty] | 22 | Data not provided | Not Applicable | Data not provided | Data not provided | Data not provided | Data not provided | Data not provided | Data not provided | Data not provided | Data not provided |  | Effluent | 6.33 | 4.77 | mg/L | 5.69 | °C | Data not provided | N/A | Data not provided | N/A | -102.9 | mV | 698 | µS/cm | None | N/A | Data not provided | Data not provided | Data not provided | Data not provided | Data not provided | Data not provided | Data not provided | Data not provided | The short time period of the study and cold weather/cold influent water appear to have had an overall negative effect on establishing robust microbial communities and sustaining sulfate reduction. | Data not provided | Fresh dairy cow manure should be used rather than horse manure - Dairy manure has been shown to contain higher numbers and diversity of SRB than horse or other manure types. Must have a consistent ethanol dose to the barrels. | Data not provided | Substrate: standard wood based substrate (wood chips and sawdust) with compost (horse manure) | Data not provided | There is only one influent observation.
Treatability Study Technical Memorandum, Blue Ledge Mine Superfund Site, Siskiyou County, California | BLUE LEDGE MINE | CAN000906063 | N/A | N/A | TSP03 | Post operations | BCR 3 | Passive | Biochemical reactor (BCR) | No pre-treatment | Discharge from reclaimed waste rock pile 1 (WRP1) area (adits, runoff, and groundwater seeps) | N | BCR without pre-treatment | Data not provided | Rogue River – Siskiyou National Forest in Northern California/no constraints noted | Pilot | September - December 2012 | BOD | Biochemical Oxygen Demand, 5 Day | mg/L | N | N/A | 42 | 2300 | -5376.1905 | [9 empty] | Data not provided | Data not provided | Data not provided | Data not provided | Data not provided | Data not provided | Data not provided | Data not provided |  | Influent | 2.87 | 10.72 | mg/L | 11.45 | °C | Data not provided | N/A | Data not provided | N/A | 222 | mV | 1137 | µS/cm | None | N/A | Data not provided | Data not provided | Data not provided | Data not provided | Data not provided | Data not provided | Data not provided | Data not provided | The short time period of the study and cold weather/cold influent water appear to have had an overall negative effect on establishing robust microbial communities and sustaining sulfate reduction. | Data not provided | Fresh dairy cow manure should be used rather than horse manure - Dairy manure has been shown to contain higher numbers and diversity of SRB than horse or other manure types. Must have a consistent ethanol dose to the barrels. | Data not provided | Substrate: ChitoRem | Data not provided | There is only one influent observation.
Treatability Study Technical Memorandum, Blue Ledge Mine Superfund Site, Siskiyou County, California | BLUE LEDGE MINE | CAN000906063 | N/A | N/A | TSP03 | Post operations | BCR 3 | Passive | Biochemical reactor (BCR) | No pre-treatment | Discharge from reclaimed waste rock pile 1 (WRP1) area (adits, runoff, and groundwater seeps) | N | BCR without pre-treatment | Data not provided | Rogue River – Siskiyou National Forest in Northern California/no constraints noted | Pilot | September - December 2012 | BOD | Biochemical Oxygen Demand, 5 Day | mg/L | N | N/A |  |  |  | 42 | 2300 | -5376.1905 | [6 empty] | Data not provided | Data not provided | Data not provided | Data not provided | Data not provided | Data not provided | Data not provided | Data not provided |  | Influent | 2.87 | 10.72 | mg/L | 11.45 | °C | Data not provided | N/A | Data not provided | N/A | 222 | mV | 1137 | µS/cm | None | N/A | Data not provided | Data not provided | Data not provided | Data not provided | Data not provided | Data not provided | Data not provided | Data not provided | The short time period of the study and cold weather/cold influent water appear to have had an overall negative effect on establishing robust microbial communities and sustaining sulfate reduction. | Data not provided | Fresh dairy cow manure should be used rather than horse manure - Dairy manure has been shown to contain higher numbers and diversity of SRB than horse or other manure types. Must have a consistent ethanol dose to the barrels. | Data not provided | Substrate: ChitoRem | Data not provided | There is only one influent observation.
Treatability Study Technical Memorandum, Blue Ledge Mine Superfund Site, Siskiyou County, California | BLUE LEDGE MINE | CAN000906063 | N/A | N/A | TSP03 | Post operations | BCR 3 | Passive | Biochemical reactor (BCR) | No pre-treatment | Discharge from reclaimed waste rock pile 1 (WRP1) area (adits, runoff, and groundwater seeps) | N | BCR without pre-treatment | Data not provided | Rogue River – Siskiyou National Forest in Northern California/no constraints noted | Pilot | September - December 2012 | BOD | Biochemical Oxygen Demand, 5 Day | mg/L | N | N/A | [6 empty] | 7800 | Data not provided | Not Applicable |  |  |  | Data not provided | Data not provided | Data not provided | Data not provided | Data not provided | Data not provided | Data not provided | Data not provided |  | Effluent | 6.98 | 1.84 | mg/L | 11.51 | °C | Data not provided | N/A | Data not provided | N/A | -101.3 | mV | 30050 | µS/cm | None | N/A | Data not provided | Data not provided | Data not provided | Data not provided | Data not provided | Data not provided | Data not provided | Data not provided | The short time period of the study and cold weather/cold influent water appear to have had an overall negative effect on establishing robust microbial communities and sustaining sulfate reduction. | Data not provided | Fresh dairy cow manure should be used rather than horse manure - Dairy manure has been shown to contain higher numbers and diversity of SRB than horse or other manure types. Must have a consistent ethanol dose to the barrels. | Data not provided | Substrate: ChitoRem | Data not provided | There is only one influent observation.
Treatability Study Technical Memorandum, Blue Ledge Mine Superfund Site, Siskiyou County, California | BLUE LEDGE MINE | CAN000906063 | N/A | N/A | TSP03 | Post operations | BCR 3 | Passive | Biochemical reactor (BCR) | No pre-treatment | Discharge from reclaimed waste rock pile 1 (WRP1) area (adits, runoff, and groundwater seeps) | N | BCR without pre-treatment | Data not provided | Rogue River – Siskiyou National Forest in Northern California/no constraints noted | Pilot | September - December 2012 | BOD | Biochemical Oxygen Demand, 5 Day | mg/L | N | N/A | [9 empty] | 860 | Data not provided | Not Applicable | Data not provided | Data not provided | Data not provided | Data not provided | Data not provided | Data not provided | Data not provided | Data not provided |  | Effluent | 7.22 | 1.89 | mg/L | 5.47 | °C | Data not provided | N/A | Data not provided | N/A | -134.2 | mV | 3074 | µS/cm | None | N/A | Data not provided | Data not provided | Data not provided | Data not provided | Data not provided | Data not provided | Data not provided | Data not provided | The short time period of the study and cold weather/cold influent water appear to have had an overall negative effect on establishing robust microbial communities and sustaining sulfate reduction. | Data not provided | Fresh dairy cow manure should be used rather than horse manure - Dairy manure has been shown to contain higher numbers and diversity of SRB than horse or other manure types. Must have a consistent ethanol dose to the barrels. | Data not provided | Substrate: ChitoRem | Data not provided | There is only one influent observation.
Treatability Study Technical Memorandum, Blue Ledge Mine Superfund Site, Siskiyou County, California | BLUE LEDGE MINE | CAN000906063 | N/A | N/A | TSP04 | Post operations | BCR 4 | Passive | Successive alkalinity producing system (SAPS) | Pre-treatment | Discharge from reclaimed waste rock pile 1 (WRP1) area (adits, runoff, and groundwater seeps) | N | Pre-treatment | Data not provided | Rogue River – Siskiyou National Forest in Northern California/no constraints noted | Pilot | September - December 2012 | BOD | Biochemical Oxygen Demand, 5 Day | mg/L | N | N/A | 42 | 230 | -447.619 | [9 empty] | Data not provided | Data not provided | Data not provided | Data not provided | Data not provided | Data not provided | Data not provided | Data not provided |  | Influent | 2.87 | 10.72 | mg/L | 11.45 | °C | Data not provided | N/A | Data not provided | N/A | 222 | mV | 1137 | µS/cm | None | N/A | Data not provided | Data not provided | Data not provided | Data not provided | Data not provided | Data not provided | Data not provided | Data not provided | The short time period of the study and cold weather/cold influent water appear to have had an overall negative effect on establishing robust microbial communities and sustaining sulfate reduction. | Data not provided | Fresh dairy cow manure should be used rather than horse manure - Dairy manure has been shown to contain higher numbers and diversity of SRB than horse or other manure types. Must have a consistent ethanol dose to the barrels. | Data not provided | Successive alkalinity producing system (SAPS) with manure and limestone | Data not provided | There is only one influent observation.
Treatability Study Technical Memorandum, Blue Ledge Mine Superfund Site, Siskiyou County, California | BLUE LEDGE MINE | CAN000906063 | N/A | N/A | TSP04 | Post operations | BCR 4 | Passive | Successive alkalinity producing system (SAPS) | Pre-treatment | Discharge from reclaimed waste rock pile 1 (WRP1) area (adits, runoff, and groundwater seeps) | N | Pre-treatment | Data not provided | Rogue River – Siskiyou National Forest in Northern California/no constraints noted | Pilot | September - December 2012 | BOD | Biochemical Oxygen Demand, 5 Day | mg/L | N | N/A |  |  |  | 42 | 230 | -447.619 | [6 empty] | Data not provided | Data not provided | Data not provided | Data not provided | Data not provided | Data not provided | Data not provided | Data not provided |  | Influent | 2.87 | 10.72 | mg/L | 11.45 | °C | Data not provided | N/A | Data not provided | N/A | 222 | mV | 1137 | µS/cm | None | N/A | Data not provided | Data not provided | Data not provided | Data not provided | Data not provided | Data not provided | Data not provided | Data not provided | The short time period of the study and cold weather/cold influent water appear to have had an overall negative effect on establishing robust microbial communities and sustaining sulfate reduction. | Data not provided | Fresh dairy cow manure should be used rather than horse manure - Dairy manure has been shown to contain higher numbers and diversity of SRB than horse or other manure types. Must have a consistent ethanol dose to the barrels. | Data not provided | Successive alkalinity producing system (SAPS) with manure and limestone | Data not provided | There is only one influent observation.
Treatability Study Technical Memorandum, Blue Ledge Mine Superfund Site, Siskiyou County, California | BLUE LEDGE MINE | CAN000906063 | N/A | N/A | TSP04 | Post operations | BCR 4 | Passive | Successive alkalinity producing system (SAPS) | Pre-treatment | Discharge from reclaimed waste rock pile 1 (WRP1) area (adits, runoff, and groundwater seeps) | N | Pre-treatment | Data not provided | Rogue River – Siskiyou National Forest in Northern California/no constraints noted | Pilot | September - December 2012 | BOD | Biochemical Oxygen Demand, 5 Day | mg/L | N | N/A | [6 empty] | 230 | 42 | -447.619 |  |  |  | Data not provided | Data not provided | Data not provided | Data not provided | Data not provided | Data not provided | Data not provided | Data not provided |  | Effluent | 7.15 | 4.64 | mg/L | 15.84 | °C | Data not provided | N/A | Data not provided | N/A | -24 | mV | 2969 | µS/cm | None | N/A | Data not provided | Data not provided | Data not provided | Data not provided | Data not provided | Data not provided | Data not provided | Data not provided | The short time period of the study and cold weather/cold influent water appear to have had an overall negative effect on establishing robust microbial communities and sustaining sulfate reduction. | Data not provided | Fresh dairy cow manure should be used rather than horse manure - Dairy manure has been shown to contain higher numbers and diversity of SRB than horse or other manure types. Must have a consistent ethanol dose to the barrels. | Data not provided | Successive alkalinity producing system (SAPS) with manure and limestone | Data not provided | There is only one influent observation.
Treatability Study Technical Memorandum, Blue Ledge Mine Superfund Site, Siskiyou County, California | BLUE LEDGE MINE | CAN000906063 | N/A | N/A | TSP04 | Post operations | BCR 4 | Passive | Successive alkalinity producing system (SAPS) | Pre-treatment | Discharge from reclaimed waste rock pile 1 (WRP1) area (adits, runoff, and groundwater seeps) | N | Pre-treatment | Data not provided | Rogue River – Siskiyou National Forest in Northern California/no constraints noted | Pilot | September - December 2012 | BOD | Biochemical Oxygen Demand, 5 Day | mg/L | N | N/A | [9 empty] | 3 | Data not provided | Not Applicable | Data not provided | Data not provided | Data not provided | Data not provided | Data not provided | Data not provided | Data not provided | Data not provided |  | Effluent | 6.98 | 2.44 | mg/L | 5.35 | °C | Data not provided | N/A | Data not provided | N/A | -150.4 | mV | 638 | µS/cm | None | N/A | Data not provided | Data not provided | Data not provided | Data not provided | Data not provided | Data not provided | Data not provided | Data not provided | The short time period of the study and cold weather/cold influent water appear to have had an overall negative effect on establishing robust microbial communities and sustaining sulfate reduction. | Data not provided | Fresh dairy cow manure should be used rather than horse manure - Dairy manure has been shown to contain higher numbers and diversity of SRB than horse or other manure types. Must have a consistent ethanol dose to the barrels. | Data not provided | Successive alkalinity producing system (SAPS) with manure and limestone | Data not provided | There is only one influent observation.
Treatability Study Technical Memorandum, Blue Ledge Mine Superfund Site, Siskiyou County, California | BLUE LEDGE MINE | CAN000906063 | N/A | N/A | TSP05 | Post operations | BCR 5 | Passive | Successive alkalinity producing system (SAPS) | Pre-treatment | Discharge from reclaimed waste rock pile 1 (WRP1) area (adits, runoff, and groundwater seeps) | N | Pre-treatment | Data not provided | Rogue River – Siskiyou National Forest in Northern California/no constraints noted | Pilot | September - December 2012 | BOD | Biochemical Oxygen Demand, 5 Day | mg/L | N | N/A | 42 | 2300 | -5376.1905 | [9 empty] | Data not provided | Data not provided | Data not provided | Data not provided | Data not provided | Data not provided | Data not provided | Data not provided |  | Influent | 2.87 | 10.72 | mg/L | 11.45 | °C | Data not provided | N/A | Data not provided | N/A | 222 | mV | 1137 | µS/cm | None | N/A | Data not provided | Data not provided | Data not provided | Data not provided | Data not provided | Data not provided | Data not provided | Data not provided | The short time period of the study and cold weather/cold influent water appear to have had an overall negative effect on establishing robust microbial communities and sustaining sulfate reduction. | Data not provided | Fresh dairy cow manure should be used rather than horse manure - Dairy manure has been shown to contain higher numbers and diversity of SRB than horse or other manure types. Must have a consistent ethanol dose to the barrels. | Data not provided | Same as BCR 4 with the addition of ethanol. Successive alkalinity producing system (SAPS) with manure and limestone | Data not provided | There is only one influent observation.
Treatability Study Technical Memorandum, Blue Ledge Mine Superfund Site, Siskiyou County, California | BLUE LEDGE MINE | CAN000906063 | N/A | N/A | TSP05 | Post operations | BCR 5 | Passive | Successive alkalinity producing system (SAPS) | Pre-treatment | Discharge from reclaimed waste rock pile 1 (WRP1) area (adits, runoff, and groundwater seeps) | N | Pre-treatment | Data not provided | Rogue River – Siskiyou National Forest in Northern California/no constraints noted | Pilot | September - December 2012 | BOD | Biochemical Oxygen Demand, 5 Day | mg/L | N | N/A |  |  |  | 42 | 2300 | -5376.1905 | [6 empty] | Data not provided | Data not provided | Data not provided | Data not provided | Data not provided | Data not provided | Data not provided | Data not provided |  | Influent | 2.87 | 10.72 | mg/L | 11.45 | °C | Data not provided | N/A | Data not provided | N/A | 222 | mV | 1137 | µS/cm | None | N/A | Data not provided | Data not provided | Data not provided | Data not provided | Data not provided | Data not provided | Data not provided | Data not provided | The short time period of the study and cold weather/cold influent water appear to have had an overall negative effect on establishing robust microbial communities and sustaining sulfate reduction. | Data not provided | Fresh dairy cow manure should be used rather than horse manure - Dairy manure has been shown to contain higher numbers and diversity of SRB than horse or other manure types. Must have a consistent ethanol dose to the barrels. | Data not provided | Same as BCR 4 with the addition of ethanol. Successive alkalinity producing system (SAPS) with manure and limestone | Data not provided | There is only one influent observation.
Treatability Study Technical Memorandum, Blue Ledge Mine Superfund Site, Siskiyou County, California | BLUE LEDGE MINE | CAN000906063 | N/A | N/A | TSP05 | Post operations | BCR 5 | Passive | Successive alkalinity producing system (SAPS) | Pre-treatment | Discharge from reclaimed waste rock pile 1 (WRP1) area (adits, runoff, and groundwater seeps) | N | Pre-treatment | Data not provided | Rogue River – Siskiyou National Forest in Northern California/no constraints noted | Pilot | September - December 2012 | BOD | Biochemical Oxygen Demand, 5 Day | mg/L | N | N/A | [6 empty] | 23000 | Data not provided | Not Applicable |  |  |  | Data not provided | Data not provided | Data not provided | Data not provided | Data not provided | Data not provided | Data not provided | Data not provided |  | Effluent | 6.99 | 1.75 | mg/L | 6.55 | °C | Data not provided | N/A | Data not provided | N/A | -221 | mV | 958 | µS/cm | None | N/A | Data not provided | Data not provided | Data not provided | Data not provided | Data not provided | Data not provided | Data not provided | Data not provided | The short time period of the study and cold weather/cold influent water appear to have had an overall negative effect on establishing robust microbial communities and sustaining sulfate reduction. | Data not provided | Fresh dairy cow manure should be used rather than horse manure - Dairy manure has been shown to contain higher numbers and diversity of SRB than horse or other manure types. Must have a consistent ethanol dose to the barrels. | Data not provided | Same as BCR 4 with the addition of ethanol. Successive alkalinity producing system (SAPS) with manure and limestone | Data not provided | There is only one influent observation.
Treatability Study Technical Memorandum, Blue Ledge Mine Superfund Site, Siskiyou County, California | BLUE LEDGE MINE | CAN000906063 | N/A | N/A | TSP05 | Post operations | BCR 5 | Passive | Successive alkalinity producing system (SAPS) | Pre-treatment | Discharge from reclaimed waste rock pile 1 (WRP1) area (adits, runoff, and groundwater seeps) | N | Pre-treatment | Data not provided | Rogue River – Siskiyou National Forest in Northern California/no constraints noted | Pilot | September - December 2012 | BOD | Biochemical Oxygen Demand, 5 Day | mg/L | N | N/A | [9 empty] | 2300 | 42 | -5376.1905 | Data not provided | Data not provided | Data not provided | Data not provided | Data not provided | Data not provided | Data not provided | Data not provided |  | Effluent | 6.14 | 7.74 | mg/L | 15.79 | °C | Data not provided | N/A | Data not provided | N/A | 78.9 | mV | 4040 | µS/cm | None | N/A | Data not provided | Data not provided | Data not provided | Data not provided | Data not provided | Data not provided | Data not provided | Data not provided | The short time period of the study and cold weather/cold influent water appear to have had an overall negative effect on establishing robust microbial communities and sustaining sulfate reduction. | Data not provided | Fresh dairy cow manure should be used rather than horse manure - Dairy manure has been shown to contain higher numbers and diversity of SRB than horse or other manure types. Must have a consistent ethanol dose to the barrels. | Data not provided | Same as BCR 4 with the addition of ethanol. Successive alkalinity producing system (SAPS) with manure and limestone | Data not provided | There is only one influent observation.
Treatability Study Technical Memorandum, Blue Ledge Mine Superfund Site, Siskiyou County, California | BLUE LEDGE MINE | CAN000906063 | N/A | N/A | TSP01 | Post operations | BCR 1 | Passive | Biochemical reactor (BCR) | No pre-treatment | Discharge from reclaimed waste rock pile 1 (WRP1) area (adits, runoff, and groundwater seeps) | N | BCR without pre-treatment | Data not provided | Rogue River – Siskiyou National Forest in Northern California/no constraints noted | Pilot | September - December 2012 | Calcium | Ca, total | µg/L | N | N/A | 89800 | 194000 | -116.0356 | [9 empty] | Data not provided | Data not provided | Data not provided | Data not provided | Data not provided | Data not provided | Data not provided | Data not provided |  | Influent | 3.08 | 8.23 | mg/L | 8.55 | °C | Data not provided | N/A | Data not provided | N/A | 243 | mV | 2215 | µS/cm | None | N/A | Data not provided | Data not provided | Data not provided | Data not provided | Data not provided | Data not provided | Data not provided | Data not provided | The short time period of the study and cold weather/cold influent water appear to have had an overall negative effect on establishing robust microbial communities and sustaining sulfate reduction. | Data not provided | Fresh dairy cow manure should be used rather than horse manure - Dairy manure has been shown to contain higher numbers and diversity of SRB than horse or other manure types. Must have a consistent ethanol dose to the barrels. | Data not provided | Substrate: standard wood based substrate (wood chips and sawdust) | Data not provided | Data not provided
Treatability Study Technical Memorandum, Blue Ledge Mine Superfund Site, Siskiyou County, California | BLUE LEDGE MINE | CAN000906063 | N/A | N/A | TSP01 | Post operations | BCR 1 | Passive | Biochemical reactor (BCR) | No pre-treatment | Discharge from reclaimed waste rock pile 1 (WRP1) area (adits, runoff, and groundwater seeps) | N | BCR without pre-treatment | Data not provided | Rogue River – Siskiyou National Forest in Northern California/no constraints noted | Pilot | September - December 2012 | Calcium | Ca, dissolved | µg/L | N | N/A | 103000 | 249000 | -141.7476 | [9 empty] | Data not provided | Data not provided | Data not provided | Data not provided | Data not provided | Data not provided | Data not provided | Data not provided |  | Influent | 3.14 | 9.29 | mg/L | 8.83 | °C | Data not provided | N/A | Data not provided | N/A | 225.6 | mV | 1149 | µS/cm | None | N/A | Data not provided | Data not provided | Data not provided | Data not provided | Data not provided | Data not provided | Data not provided | Data not provided | The short time period of the study and cold weather/cold influent water appear to have had an overall negative effect on establishing robust microbial communities and sustaining sulfate reduction. | Data not provided | Fresh dairy cow manure should be used rather than horse manure - Dairy manure has been shown to contain higher numbers and diversity of SRB than horse or other manure types. Must have a consistent ethanol dose to the barrels. | Data not provided | Substrate: standard wood based substrate (wood chips and sawdust) | Data not provided | Data not provided
Treatability Study Technical Memorandum, Blue Ledge Mine Superfund Site, Siskiyou County, California | BLUE LEDGE MINE | CAN000906063 | N/A | N/A | TSP01 | Post operations | BCR 1 | Passive | Biochemical reactor (BCR) | No pre-treatment | Discharge from reclaimed waste rock pile 1 (WRP1) area (adits, runoff, and groundwater seeps) | N | BCR without pre-treatment | Data not provided | Rogue River – Siskiyou National Forest in Northern California/no constraints noted | Pilot | September - December 2012 | Calcium | Ca, total | µg/L | N | N/A |  |  |  | 18300 | 186000 | -916.3934 | [6 empty] | Data not provided | Data not provided | Data not provided | Data not provided | Data not provided | Data not provided | Data not provided | Data not provided |  | Influent | 3.07 | 8.64 | mg/L | 5.49 | °C | Data not provided | N/A | Data not provided | N/A | 515.3 | mV | 561 | µS/cm | None | N/A | Data not provided | Data not provided | Data not provided | Data not provided | Data not provided | Data not provided | Data not provided | Data not provided | The short time period of the study and cold weather/cold influent water appear to have had an overall negative effect on establishing robust microbial communities and sustaining sulfate reduction. | Data not provided | Fresh dairy cow manure should be used rather than horse manure - Dairy manure has been shown to contain higher numbers and diversity of SRB than horse or other manure types. Must have a consistent ethanol dose to the barrels. | Data not provided | Substrate: standard wood based substrate (wood chips and sawdust) | Data not provided | Data not provided
Treatability Study Technical Memorandum, Blue Ledge Mine Superfund Site, Siskiyou County, California | BLUE LEDGE MINE | CAN000906063 | N/A | N/A | TSP01 | Post operations | BCR 1 | Passive | Biochemical reactor (BCR) | No pre-treatment | Discharge from reclaimed waste rock pile 1 (WRP1) area (adits, runoff, and groundwater seeps) | N | BCR without pre-treatment | Data not provided | Rogue River – Siskiyou National Forest in Northern California/no constraints noted | Pilot | September - December 2012 | Calcium | Ca, dissolved | µg/L | N | N/A |  |  |  | 18300 | 181000 | -889.071 | [6 empty] | Data not provided | Data not provided | Data not provided | Data not provided | Data not provided | Data not provided | Data not provided | Data not provided |  | Influent | 3.07 | 8.64 | mg/L | 5.49 | °C | Data not provided | N/A | Data not provided | N/A | 515.3 | mV | 561 | µS/cm | None | N/A | Data not provided | Data not provided | Data not provided | Data not provided | Data not provided | Data not provided | Data not provided | Data not provided | The short time period of the study and cold weather/cold influent water appear to have had an overall negative effect on establishing robust microbial communities and sustaining sulfate reduction. | Data not provided | Fresh dairy cow manure should be used rather than horse manure - Dairy manure has been shown to contain higher numbers and diversity of SRB than horse or other manure types. Must have a consistent ethanol dose to the barrels. | Data not provided | Substrate: standard wood based substrate (wood chips and sawdust) | Data not provided | Data not provided
Treatability Study Technical Memorandum, Blue Ledge Mine Superfund Site, Siskiyou County, California | BLUE LEDGE MINE | CAN000906063 | N/A | N/A | TSP01 | Post operations | BCR 1 | Passive | Biochemical reactor (BCR) | No pre-treatment | Discharge from reclaimed waste rock pile 1 (WRP1) area (adits, runoff, and groundwater seeps) | N | BCR without pre-treatment | Data not provided | Rogue River – Siskiyou National Forest in Northern California/no constraints noted | Pilot | September - December 2012 | Calcium | Ca, total | µg/L | N | N/A | [6 empty] | 396000 | 86500 | -357.8035 |  |  |  | Data not provided | Data not provided | Data not provided | Data not provided | Data not provided | Data not provided | Data not provided | Data not provided |  | Effluent | 5.77 | 8.05 | mg/L | 14.73 | °C | Data not provided | N/A | Data not provided | N/A | 249.4 | mV | 2656 | µS/cm | None | N/A | Data not provided | Data not provided | Data not provided | Data not provided | Data not provided | Data not provided | Data not provided | Data not provided | The short time period of the study and cold weather/cold influent water appear to have had an overall negative effect on establishing robust microbial communities and sustaining sulfate reduction. | Data not provided | Fresh dairy cow manure should be used rather than horse manure - Dairy manure has been shown to contain higher numbers and diversity of SRB than horse or other manure types. Must have a consistent ethanol dose to the barrels. | Data not provided | Substrate: standard wood based substrate (wood chips and sawdust) | Data not provided | Data not provided
Treatability Study Technical Memorandum, Blue Ledge Mine Superfund Site, Siskiyou County, California | BLUE LEDGE MINE | CAN000906063 | N/A | N/A | TSP01 | Post operations | BCR 1 | Passive | Biochemical reactor (BCR) | No pre-treatment | Discharge from reclaimed waste rock pile 1 (WRP1) area (adits, runoff, and groundwater seeps) | N | BCR without pre-treatment | Data not provided | Rogue River – Siskiyou National Forest in Northern California/no constraints noted | Pilot | September - December 2012 | Calcium | Ca, dissolved | µg/L | N | N/A | [6 empty] | 396000 | 90400 | -338.0531 |  |  |  | Data not provided | Data not provided | Data not provided | Data not provided | Data not provided | Data not provided | Data not provided | Data not provided |  | Effluent | 5.77 | 8.05 | mg/L | 14.73 | °C | Data not provided | N/A | Data not provided | N/A | 249.4 | mV | 2656 | µS/cm | None | N/A | Data not provided | Data not provided | Data not provided | Data not provided | Data not provided | Data not provided | Data not provided | Data not provided | The short time period of the study and cold weather/cold influent water appear to have had an overall negative effect on establishing robust microbial communities and sustaining sulfate reduction. | Data not provided | Fresh dairy cow manure should be used rather than horse manure - Dairy manure has been shown to contain higher numbers and diversity of SRB than horse or other manure types. Must have a consistent ethanol dose to the barrels. | Data not provided | Substrate: standard wood based substrate (wood chips and sawdust) | Data not provided | Data not provided
Treatability Study Technical Memorandum, Blue Ledge Mine Superfund Site, Siskiyou County, California | BLUE LEDGE MINE | CAN000906063 | N/A | N/A | TSP01 | Post operations | BCR 1 | Passive | Biochemical reactor (BCR) | No pre-treatment | Discharge from reclaimed waste rock pile 1 (WRP1) area (adits, runoff, and groundwater seeps) | N | BCR without pre-treatment | Data not provided | Rogue River – Siskiyou National Forest in Northern California/no constraints noted | Pilot | September - December 2012 | Calcium | Ca, total | µg/L | N | N/A | [9 empty] | 136000 | 36000 | -277.7778 | Data not provided | Data not provided | Data not provided | Data not provided | Data not provided | Data not provided | Data not provided | Data not provided |  | Effluent | 6.61 | 2.84 | mg/L | 5.33 | °C | Data not provided | N/A | Data not provided | N/A | -2.3 | mV | 799 | µS/cm | None | N/A | Data not provided | Data not provided | Data not provided | Data not provided | Data not provided | Data not provided | Data not provided | Data not provided | The short time period of the study and cold weather/cold influent water appear to have had an overall negative effect on establishing robust microbial communities and sustaining sulfate reduction. | Data not provided | Fresh dairy cow manure should be used rather than horse manure - Dairy manure has been shown to contain higher numbers and diversity of SRB than horse or other manure types. Must have a consistent ethanol dose to the barrels. | Data not provided | Substrate: standard wood based substrate (wood chips and sawdust) | Data not provided | Data not provided
Treatability Study Technical Memorandum, Blue Ledge Mine Superfund Site, Siskiyou County, California | BLUE LEDGE MINE | CAN000906063 | N/A | N/A | TSP01 | Post operations | BCR 1 | Passive | Biochemical reactor (BCR) | No pre-treatment | Discharge from reclaimed waste rock pile 1 (WRP1) area (adits, runoff, and groundwater seeps) | N | BCR without pre-treatment | Data not provided | Rogue River – Siskiyou National Forest in Northern California/no constraints noted | Pilot | September - December 2012 | Calcium | Ca, dissolved | µg/L | N | N/A | [9 empty] | 181000 | 18300 | -889.071 | Data not provided | Data not provided | Data not provided | Data not provided | Data not provided | Data not provided | Data not provided | Data not provided |  | Effluent | 6.55 | 3.53 | mg/L | 6.46 | °C | Data not provided | N/A | Data not provided | N/A | -37.3 | mV | 954 | µS/cm | None | N/A | Data not provided | Data not provided | Data not provided | Data not provided | Data not provided | Data not provided | Data not provided | Data not provided | The short time period of the study and cold weather/cold influent water appear to have had an overall negative effect on establishing robust microbial communities and sustaining sulfate reduction. | Data not provided | Fresh dairy cow manure should be used rather than horse manure - Dairy manure has been shown to contain higher numbers and diversity of SRB than horse or other manure types. Must have a consistent ethanol dose to the barrels. | Data not provided | Substrate: standard wood based substrate (wood chips and sawdust) | Data not provided | Data not provided
Treatability Study Technical Memorandum, Blue Ledge Mine Superfund Site, Siskiyou County, California | BLUE LEDGE MINE | CAN000906063 | N/A | N/A | TSP02 | Post operations | BCR 2 | Passive | Biochemical reactor (BCR) | No pre-treatment | Discharge from reclaimed waste rock pile 1 (WRP1) area (adits, runoff, and groundwater seeps) | N | BCR without pre-treatment | Data not provided | Rogue River – Siskiyou National Forest in Northern California/no constraints noted | Pilot | September - December 2012 | Calcium | Ca, total | µg/L | N | N/A | 89800 | 157000 | -74.833 | [9 empty] | Data not provided | Data not provided | Data not provided | Data not provided | Data not provided | Data not provided | Data not provided | Data not provided |  | Influent | 3.08 | 8.23 | mg/L | 8.55 | °C | Data not provided | N/A | Data not provided | N/A | 243 | mV | 2215 | µS/cm | None | N/A | Data not provided | Data not provided | Data not provided | Data not provided | Data not provided | Data not provided | Data not provided | Data not provided | The short time period of the study and cold weather/cold influent water appear to have had an overall negative effect on establishing robust microbial communities and sustaining sulfate reduction. | Data not provided | Fresh dairy cow manure should be used rather than horse manure - Dairy manure has been shown to contain higher numbers and diversity of SRB than horse or other manure types. Must have a consistent ethanol dose to the barrels. | Data not provided | Substrate: standard wood based substrate (wood chips and sawdust) with compost (horse manure) | Data not provided | Data not provided
Treatability Study Technical Memorandum, Blue Ledge Mine Superfund Site, Siskiyou County, California | BLUE LEDGE MINE | CAN000906063 | N/A | N/A | TSP02 | Post operations | BCR 2 | Passive | Biochemical reactor (BCR) | No pre-treatment | Discharge from reclaimed waste rock pile 1 (WRP1) area (adits, runoff, and groundwater seeps) | N | BCR without pre-treatment | Data not provided | Rogue River – Siskiyou National Forest in Northern California/no constraints noted | Pilot | September - December 2012 | Calcium | Ca, dissolved | µg/L | N | N/A | 103000 | 235000 | -128.1553 | [9 empty] | Data not provided | Data not provided | Data not provided | Data not provided | Data not provided | Data not provided | Data not provided | Data not provided |  | Influent | 3.14 | 9.29 | mg/L | 8.83 | °C | Data not provided | N/A | Data not provided | N/A | 225.6 | mV | 1149 | µS/cm | None | N/A | Data not provided | Data not provided | Data not provided | Data not provided | Data not provided | Data not provided | Data not provided | Data not provided | The short time period of the study and cold weather/cold influent water appear to have had an overall negative effect on establishing robust microbial communities and sustaining sulfate reduction. | Data not provided | Fresh dairy cow manure should be used rather than horse manure - Dairy manure has been shown to contain higher numbers and diversity of SRB than horse or other manure types. Must have a consistent ethanol dose to the barrels. | Data not provided | Substrate: standard wood based substrate (wood chips and sawdust) with compost (horse manure) | Data not provided | Data not provided
Treatability Study Technical Memorandum, Blue Ledge Mine Superfund Site, Siskiyou County, California | BLUE LEDGE MINE | CAN000906063 | N/A | N/A | TSP02 | Post operations | BCR 2 | Passive | Biochemical reactor (BCR) | No pre-treatment | Discharge from reclaimed waste rock pile 1 (WRP1) area (adits, runoff, and groundwater seeps) | N | BCR without pre-treatment | Data not provided | Rogue River – Siskiyou National Forest in Northern California/no constraints noted | Pilot | September - December 2012 | Calcium | Ca, total | µg/L | N | N/A |  |  |  | 18300 | 167000 | -812.5683 | [6 empty] | Data not provided | Data not provided | Data not provided | Data not provided | Data not provided | Data not provided | Data not provided | Data not provided |  | Influent | 3.07 | 8.64 | mg/L | 5.49 | °C | Data not provided | N/A | Data not provided | N/A | 515.3 | mV | 561 | µS/cm | None | N/A | Data not provided | Data not provided | Data not provided | Data not provided | Data not provided | Data not provided | Data not provided | Data not provided | The short time period of the study and cold weather/cold influent water appear to have had an overall negative effect on establishing robust microbial communities and sustaining sulfate reduction. | Data not provided | Fresh dairy cow manure should be used rather than horse manure - Dairy manure has been shown to contain higher numbers and diversity of SRB than horse or other manure types. Must have a consistent ethanol dose to the barrels. | Data not provided | Substrate: standard wood based substrate (wood chips and sawdust) with compost (horse manure) | Data not provided | Data not provided
Treatability Study Technical Memorandum, Blue Ledge Mine Superfund Site, Siskiyou County, California | BLUE LEDGE MINE | CAN000906063 | N/A | N/A | TSP02 | Post operations | BCR 2 | Passive | Biochemical reactor (BCR) | No pre-treatment | Discharge from reclaimed waste rock pile 1 (WRP1) area (adits, runoff, and groundwater seeps) | N | BCR without pre-treatment | Data not provided | Rogue River – Siskiyou National Forest in Northern California/no constraints noted | Pilot | September - December 2012 | Calcium | Ca, dissolved | µg/L | N | N/A |  |  |  | 18300 | 169000 | -823.4973 | [6 empty] | Data not provided | Data not provided | Data not provided | Data not provided | Data not provided | Data not provided | Data not provided | Data not provided |  | Influent | 3.07 | 8.64 | mg/L | 5.49 | °C | Data not provided | N/A | Data not provided | N/A | 515.3 | mV | 561 | µS/cm | None | N/A | Data not provided | Data not provided | Data not provided | Data not provided | Data not provided | Data not provided | Data not provided | Data not provided | The short time period of the study and cold weather/cold influent water appear to have had an overall negative effect on establishing robust microbial communities and sustaining sulfate reduction. | Data not provided | Fresh dairy cow manure should be used rather than horse manure - Dairy manure has been shown to contain higher numbers and diversity of SRB than horse or other manure types. Must have a consistent ethanol dose to the barrels. | Data not provided | Substrate: standard wood based substrate (wood chips and sawdust) with compost (horse manure) | Data not provided | Data not provided
Treatability Study Technical Memorandum, Blue Ledge Mine Superfund Site, Siskiyou County, California | BLUE LEDGE MINE | CAN000906063 | N/A | N/A | TSP02 | Post operations | BCR 2 | Passive | Biochemical reactor (BCR) | No pre-treatment | Discharge from reclaimed waste rock pile 1 (WRP1) area (adits, runoff, and groundwater seeps) | N | BCR without pre-treatment | Data not provided | Rogue River – Siskiyou National Forest in Northern California/no constraints noted | Pilot | September - December 2012 | Calcium | Ca, total | µg/L | N | N/A | [6 empty] | 389000 | 86500 | -349.711 |  |  |  | Data not provided | Data not provided | Data not provided | Data not provided | Data not provided | Data not provided | Data not provided | Data not provided |  | Effluent | 5.55 | 5.45 | mg/L | 14.93 | °C | Data not provided | N/A | Data not provided | N/A | 79 | mV | 5425 | µS/cm | None | N/A | Data not provided | Data not provided | Data not provided | Data not provided | Data not provided | Data not provided | Data not provided | Data not provided | The short time period of the study and cold weather/cold influent water appear to have had an overall negative effect on establishing robust microbial communities and sustaining sulfate reduction. | Data not provided | Fresh dairy cow manure should be used rather than horse manure - Dairy manure has been shown to contain higher numbers and diversity of SRB than horse or other manure types. Must have a consistent ethanol dose to the barrels. | Data not provided | Substrate: standard wood based substrate (wood chips and sawdust) with compost (horse manure) | Data not provided | Data not provided
Treatability Study Technical Memorandum, Blue Ledge Mine Superfund Site, Siskiyou County, California | BLUE LEDGE MINE | CAN000906063 | N/A | N/A | TSP02 | Post operations | BCR 2 | Passive | Biochemical reactor (BCR) | No pre-treatment | Discharge from reclaimed waste rock pile 1 (WRP1) area (adits, runoff, and groundwater seeps) | N | BCR without pre-treatment | Data not provided | Rogue River – Siskiyou National Forest in Northern California/no constraints noted | Pilot | September - December 2012 | Calcium | Ca, dissolved | µg/L | N | N/A | [6 empty] | 358000 | 90400 | -296.0177 |  |  |  | Data not provided | Data not provided | Data not provided | Data not provided | Data not provided | Data not provided | Data not provided | Data not provided |  | Effluent | 5.55 | 5.45 | mg/L | 14.93 | °C | Data not provided | N/A | Data not provided | N/A | 79 | mV | 5425 | µS/cm | None | N/A | Data not provided | Data not provided | Data not provided | Data not provided | Data not provided | Data not provided | Data not provided | Data not provided | The short time period of the study and cold weather/cold influent water appear to have had an overall negative effect on establishing robust microbial communities and sustaining sulfate reduction. | Data not provided | Fresh dairy cow manure should be used rather than horse manure - Dairy manure has been shown to contain higher numbers and diversity of SRB than horse or other manure types. Must have a consistent ethanol dose to the barrels. | Data not provided | Substrate: standard wood based substrate (wood chips and sawdust) with compost (horse manure) | Data not provided | Data not provided
Treatability Study Technical Memorandum, Blue Ledge Mine Superfund Site, Siskiyou County, California | BLUE LEDGE MINE | CAN000906063 | N/A | N/A | TSP02 | Post operations | BCR 2 | Passive | Biochemical reactor (BCR) | No pre-treatment | Discharge from reclaimed waste rock pile 1 (WRP1) area (adits, runoff, and groundwater seeps) | N | BCR without pre-treatment | Data not provided | Rogue River – Siskiyou National Forest in Northern California/no constraints noted | Pilot | September - December 2012 | Calcium | Ca, total | µg/L | N | N/A | [9 empty] | 118000 | 36000 | -227.7778 | Data not provided | Data not provided | Data not provided | Data not provided | Data not provided | Data not provided | Data not provided | Data not provided |  | Effluent | 6.33 | 4.77 | mg/L | 5.69 | °C | Data not provided | N/A | Data not provided | N/A | -102.9 | mV | 698 | µS/cm | None | N/A | Data not provided | Data not provided | Data not provided | Data not provided | Data not provided | Data not provided | Data not provided | Data not provided | The short time period of the study and cold weather/cold influent water appear to have had an overall negative effect on establishing robust microbial communities and sustaining sulfate reduction. | Data not provided | Fresh dairy cow manure should be used rather than horse manure - Dairy manure has been shown to contain higher numbers and diversity of SRB than horse or other manure types. Must have a consistent ethanol dose to the barrels. | Data not provided | Substrate: standard wood based substrate (wood chips and sawdust) with compost (horse manure) | Data not provided | Data not provided
Treatability Study Technical Memorandum, Blue Ledge Mine Superfund Site, Siskiyou County, California | BLUE LEDGE MINE | CAN000906063 | N/A | N/A | TSP02 | Post operations | BCR 2 | Passive | Biochemical reactor (BCR) | No pre-treatment | Discharge from reclaimed waste rock pile 1 (WRP1) area (adits, runoff, and groundwater seeps) | N | BCR without pre-treatment | Data not provided | Rogue River – Siskiyou National Forest in Northern California/no constraints noted | Pilot | September - December 2012 | Calcium | Ca, dissolved | µg/L | N | N/A | [9 empty] | 116000 | 33900 | -242.1829 | Data not provided | Data not provided | Data not provided | Data not provided | Data not provided | Data not provided | Data not provided | Data not provided |  | Effluent | 6.33 | 4.77 | mg/L | 5.69 | °C | Data not provided | N/A | Data not provided | N/A | -102.9 | mV | 698 | µS/cm | None | N/A | Data not provided | Data not provided | Data not provided | Data not provided | Data not provided | Data not provided | Data not provided | Data not provided | The short time period of the study and cold weather/cold influent water appear to have had an overall negative effect on establishing robust microbial communities and sustaining sulfate reduction. | Data not provided | Fresh dairy cow manure should be used rather than horse manure - Dairy manure has been shown to contain higher numbers and diversity of SRB than horse or other manure types. Must have a consistent ethanol dose to the barrels. | Data not provided | Substrate: standard wood based substrate (wood chips and sawdust) with compost (horse manure) | Data not provided | Data not provided
Treatability Study Technical Memorandum, Blue Ledge Mine Superfund Site, Siskiyou County, California | BLUE LEDGE MINE | CAN000906063 | N/A | N/A | TSP03 | Post operations | BCR 3 | Passive | Biochemical reactor (BCR) | No pre-treatment | Discharge from reclaimed waste rock pile 1 (WRP1) area (adits, runoff, and groundwater seeps) | N | BCR without pre-treatment | Data not provided | Rogue River – Siskiyou National Forest in Northern California/no constraints noted | Pilot | September - December 2012 | Calcium | Ca, total | µg/L | N | N/A | 89800 | 1950000 | -2071.4922 | [9 empty] | Data not provided | Data not provided | Data not provided | Data not provided | Data not provided | Data not provided | Data not provided | Data not provided |  | Influent | 3.08 | 8.23 | mg/L | 8.55 | °C | Data not provided | N/A | Data not provided | N/A | 243 | mV | 2215 | µS/cm | None | N/A | Data not provided | Data not provided | Data not provided | Data not provided | Data not provided | Data not provided | Data not provided | Data not provided | The short time period of the study and cold weather/cold influent water appear to have had an overall negative effect on establishing robust microbial communities and sustaining sulfate reduction. | Data not provided | Fresh dairy cow manure should be used rather than horse manure - Dairy manure has been shown to contain higher numbers and diversity of SRB than horse or other manure types. Must have a consistent ethanol dose to the barrels. | Data not provided | Substrate: ChitoRem | Data not provided | Data not provided
Treatability Study Technical Memorandum, Blue Ledge Mine Superfund Site, Siskiyou County, California | BLUE LEDGE MINE | CAN000906063 | N/A | N/A | TSP03 | Post operations | BCR 3 | Passive | Biochemical reactor (BCR) | No pre-treatment | Discharge from reclaimed waste rock pile 1 (WRP1) area (adits, runoff, and groundwater seeps) | N | BCR without pre-treatment | Data not provided | Rogue River – Siskiyou National Forest in Northern California/no constraints noted | Pilot | September - December 2012 | Calcium | Ca, dissolved | µg/L | N | N/A | 103000 | 755000 | -633.0097 | [9 empty] | Data not provided | Data not provided | Data not provided | Data not provided | Data not provided | Data not provided | Data not provided | Data not provided |  | Influent | 3.14 | 9.29 | mg/L | 8.83 | °C | Data not provided | N/A | Data not provided | N/A | 225.6 | mV | 1149 | µS/cm | None | N/A | Data not provided | Data not provided | Data not provided | Data not provided | Data not provided | Data not provided | Data not provided | Data not provided | The short time period of the study and cold weather/cold influent water appear to have had an overall negative effect on establishing robust microbial communities and sustaining sulfate reduction. | Data not provided | Fresh dairy cow manure should be used rather than horse manure - Dairy manure has been shown to contain higher numbers and diversity of SRB than horse or other manure types. Must have a consistent ethanol dose to the barrels. | Data not provided | Substrate: ChitoRem | Data not provided | Data not provided
Treatability Study Technical Memorandum, Blue Ledge Mine Superfund Site, Siskiyou County, California | BLUE LEDGE MINE | CAN000906063 | N/A | N/A | TSP03 | Post operations | BCR 3 | Passive | Biochemical reactor (BCR) | No pre-treatment | Discharge from reclaimed waste rock pile 1 (WRP1) area (adits, runoff, and groundwater seeps) | N | BCR without pre-treatment | Data not provided | Rogue River – Siskiyou National Forest in Northern California/no constraints noted | Pilot | September - December 2012 | Calcium | Ca, total | µg/L | N | N/A |  |  |  | 18300 | 749000 | -3992.8962 | [6 empty] | Data not provided | Data not provided | Data not provided | Data not provided | Data not provided | Data not provided | Data not provided | Data not provided |  | Influent | 3.07 | 8.64 | mg/L | 5.49 | °C | Data not provided | N/A | Data not provided | N/A | 515.3 | mV | 561 | µS/cm | None | N/A | Data not provided | Data not provided | Data not provided | Data not provided | Data not provided | Data not provided | Data not provided | Data not provided | The short time period of the study and cold weather/cold influent water appear to have had an overall negative effect on establishing robust microbial communities and sustaining sulfate reduction. | Data not provided | Fresh dairy cow manure should be used rather than horse manure - Dairy manure has been shown to contain higher numbers and diversity of SRB than horse or other manure types. Must have a consistent ethanol dose to the barrels. | Data not provided | Substrate: ChitoRem | Data not provided | Data not provided
Treatability Study Technical Memorandum, Blue Ledge Mine Superfund Site, Siskiyou County, California | BLUE LEDGE MINE | CAN000906063 | N/A | N/A | TSP03 | Post operations | BCR 3 | Passive | Biochemical reactor (BCR) | No pre-treatment | Discharge from reclaimed waste rock pile 1 (WRP1) area (adits, runoff, and groundwater seeps) | N | BCR without pre-treatment | Data not provided | Rogue River – Siskiyou National Forest in Northern California/no constraints noted | Pilot | September - December 2012 | Calcium | Ca, dissolved | µg/L | N | N/A |  |  |  | 18300 | 703000 | -3741.5301 | [6 empty] | Data not provided | Data not provided | Data not provided | Data not provided | Data not provided | Data not provided | Data not provided | Data not provided |  | Influent | 3.07 | 8.64 | mg/L | 5.49 | °C | Data not provided | N/A | Data not provided | N/A | 515.3 | mV | 561 | µS/cm | None | N/A | Data not provided | Data not provided | Data not provided | Data not provided | Data not provided | Data not provided | Data not provided | Data not provided | The short time period of the study and cold weather/cold influent water appear to have had an overall negative effect on establishing robust microbial communities and sustaining sulfate reduction. | Data not provided | Fresh dairy cow manure should be used rather than horse manure - Dairy manure has been shown to contain higher numbers and diversity of SRB than horse or other manure types. Must have a consistent ethanol dose to the barrels. | Data not provided | Substrate: ChitoRem | Data not provided | Data not provided
Treatability Study Technical Memorandum, Blue Ledge Mine Superfund Site, Siskiyou County, California | BLUE LEDGE MINE | CAN000906063 | N/A | N/A | TSP03 | Post operations | BCR 3 | Passive | Biochemical reactor (BCR) | No pre-treatment | Discharge from reclaimed waste rock pile 1 (WRP1) area (adits, runoff, and groundwater seeps) | N | BCR without pre-treatment | Data not provided | Rogue River – Siskiyou National Forest in Northern California/no constraints noted | Pilot | September - December 2012 | Calcium | Ca, total | µg/L | N | N/A | [6 empty] | 3400000 | 86500 | -3830.6358 |  |  |  | Data not provided | Data not provided | Data not provided | Data not provided | Data not provided | Data not provided | Data not provided | Data not provided |  | Effluent | 7.16 | 2.12 | mg/L | 15.37 | °C | Data not provided | N/A | Data not provided | N/A | -107.2 | mV | 29030 | µS/cm | None | N/A | Data not provided | Data not provided | Data not provided | Data not provided | Data not provided | Data not provided | Data not provided | Data not provided | The short time period of the study and cold weather/cold influent water appear to have had an overall negative effect on establishing robust microbial communities and sustaining sulfate reduction. | Data not provided | Fresh dairy cow manure should be used rather than horse manure - Dairy manure has been shown to contain higher numbers and diversity of SRB than horse or other manure types. Must have a consistent ethanol dose to the barrels. | Data not provided | Substrate: ChitoRem | Data not provided | Data not provided
Treatability Study Technical Memorandum, Blue Ledge Mine Superfund Site, Siskiyou County, California | BLUE LEDGE MINE | CAN000906063 | N/A | N/A | TSP03 | Post operations | BCR 3 | Passive | Biochemical reactor (BCR) | No pre-treatment | Discharge from reclaimed waste rock pile 1 (WRP1) area (adits, runoff, and groundwater seeps) | N | BCR without pre-treatment | Data not provided | Rogue River – Siskiyou National Forest in Northern California/no constraints noted | Pilot | September - December 2012 | Calcium | Ca, dissolved | µg/L | N | N/A | [6 empty] | 2720000 | 90400 | -2908.8496 |  |  |  | Data not provided | Data not provided | Data not provided | Data not provided | Data not provided | Data not provided | Data not provided | Data not provided |  | Effluent | 7.16 | 2.12 | mg/L | 15.37 | °C | Data not provided | N/A | Data not provided | N/A | -107.2 | mV | 29030 | µS/cm | None | N/A | Data not provided | Data not provided | Data not provided | Data not provided | Data not provided | Data not provided | Data not provided | Data not provided | The short time period of the study and cold weather/cold influent water appear to have had an overall negative effect on establishing robust microbial communities and sustaining sulfate reduction. | Data not provided | Fresh dairy cow manure should be used rather than horse manure - Dairy manure has been shown to contain higher numbers and diversity of SRB than horse or other manure types. Must have a consistent ethanol dose to the barrels. | Data not provided | Substrate: ChitoRem | Data not provided | Data not provided
Treatability Study Technical Memorandum, Blue Ledge Mine Superfund Site, Siskiyou County, California | BLUE LEDGE MINE | CAN000906063 | N/A | N/A | TSP03 | Post operations | BCR 3 | Passive | Biochemical reactor (BCR) | No pre-treatment | Discharge from reclaimed waste rock pile 1 (WRP1) area (adits, runoff, and groundwater seeps) | N | BCR without pre-treatment | Data not provided | Rogue River – Siskiyou National Forest in Northern California/no constraints noted | Pilot | September - December 2012 | Calcium | Ca, total | µg/L | N | N/A | [9 empty] | 522000 | 36000 | -1350 | Data not provided | Data not provided | Data not provided | Data not provided | Data not provided | Data not provided | Data not provided | Data not provided |  | Effluent | 7.22 | 1.89 | mg/L | 5.47 | °C | Data not provided | N/A | Data not provided | N/A | -134.2 | mV | 3074 | µS/cm | None | N/A | Data not provided | Data not provided | Data not provided | Data not provided | Data not provided | Data not provided | Data not provided | Data not provided | The short time period of the study and cold weather/cold influent water appear to have had an overall negative effect on establishing robust microbial communities and sustaining sulfate reduction. | Data not provided | Fresh dairy cow manure should be used rather than horse manure - Dairy manure has been shown to contain higher numbers and diversity of SRB than horse or other manure types. Must have a consistent ethanol dose to the barrels. | Data not provided | Substrate: ChitoRem | Data not provided | Data not provided
Treatability Study Technical Memorandum, Blue Ledge Mine Superfund Site, Siskiyou County, California | BLUE LEDGE MINE | CAN000906063 | N/A | N/A | TSP03 | Post operations | BCR 3 | Passive | Biochemical reactor (BCR) | No pre-treatment | Discharge from reclaimed waste rock pile 1 (WRP1) area (adits, runoff, and groundwater seeps) | N | BCR without pre-treatment | Data not provided | Rogue River – Siskiyou National Forest in Northern California/no constraints noted | Pilot | September - December 2012 | Calcium | Ca, dissolved | µg/L | N | N/A | [9 empty] | 503000 | 33900 | -1383.7758 | Data not provided | Data not provided | Data not provided | Data not provided | Data not provided | Data not provided | Data not provided | Data not provided |  | Effluent | 7.22 | 1.89 | mg/L | 5.47 | °C | Data not provided | N/A | Data not provided | N/A | -134.2 | mV | 3074 | µS/cm | None | N/A | Data not provided | Data not provided | Data not provided | Data not provided | Data not provided | Data not provided | Data not provided | Data not provided | The short time period of the study and cold weather/cold influent water appear to have had an overall negative effect on establishing robust microbial communities and sustaining sulfate reduction. | Data not provided | Fresh dairy cow manure should be used rather than horse manure - Dairy manure has been shown to contain higher numbers and diversity of SRB than horse or other manure types. Must have a consistent ethanol dose to the barrels. | Data not provided | Substrate: ChitoRem | Data not provided | Data not provided
Treatability Study Technical Memorandum, Blue Ledge Mine Superfund Site, Siskiyou County, California | BLUE LEDGE MINE | CAN000906063 | N/A | N/A | TSP04 | Post operations | BCR 4 | Passive | Successive alkalinity producing system (SAPS) | Pre-treatment | Discharge from reclaimed waste rock pile 1 (WRP1) area (adits, runoff, and groundwater seeps) | N | Pre-treatment | Data not provided | Rogue River – Siskiyou National Forest in Northern California/no constraints noted | Pilot | September - December 2012 | Calcium | Ca, total | µg/L | N | N/A | 89800 | 112000 | -24.7216 | [9 empty] | Data not provided | Data not provided | Data not provided | Data not provided | Data not provided | Data not provided | Data not provided | Data not provided |  | Influent | 3.08 | 8.23 | mg/L | 8.55 | °C | Data not provided | N/A | Data not provided | N/A | 243 | mV | 2215 | µS/cm | None | N/A | Data not provided | Data not provided | Data not provided | Data not provided | Data not provided | Data not provided | Data not provided | Data not provided | The short time period of the study and cold weather/cold influent water appear to have had an overall negative effect on establishing robust microbial communities and sustaining sulfate reduction. | Data not provided | Fresh dairy cow manure should be used rather than horse manure - Dairy manure has been shown to contain higher numbers and diversity of SRB than horse or other manure types. Must have a consistent ethanol dose to the barrels. | Data not provided | Successive alkalinity producing system (SAPS) with manure and limestone | Data not provided | Data not provided
Treatability Study Technical Memorandum, Blue Ledge Mine Superfund Site, Siskiyou County, California | BLUE LEDGE MINE | CAN000906063 | N/A | N/A | TSP04 | Post operations | BCR 4 | Passive | Successive alkalinity producing system (SAPS) | Pre-treatment | Discharge from reclaimed waste rock pile 1 (WRP1) area (adits, runoff, and groundwater seeps) | N | Pre-treatment | Data not provided | Rogue River – Siskiyou National Forest in Northern California/no constraints noted | Pilot | September - December 2012 | Calcium | Ca, dissolved | µg/L | N | N/A | 103000 | 185000 | -79.6117 | [9 empty] | Data not provided | Data not provided | Data not provided | Data not provided | Data not provided | Data not provided | Data not provided | Data not provided |  | Influent | 3.14 | 9.29 | mg/L | 8.83 | °C | Data not provided | N/A | Data not provided | N/A | 225.6 | mV | 1149 | µS/cm | None | N/A | Data not provided | Data not provided | Data not provided | Data not provided | Data not provided | Data not provided | Data not provided | Data not provided | The short time period of the study and cold weather/cold influent water appear to have had an overall negative effect on establishing robust microbial communities and sustaining sulfate reduction. | Data not provided | Fresh dairy cow manure should be used rather than horse manure - Dairy manure has been shown to contain higher numbers and diversity of SRB than horse or other manure types. Must have a consistent ethanol dose to the barrels. | Data not provided | Successive alkalinity producing system (SAPS) with manure and limestone | Data not provided | Data not provided
Treatability Study Technical Memorandum, Blue Ledge Mine Superfund Site, Siskiyou County, California | BLUE LEDGE MINE | CAN000906063 | N/A | N/A | TSP04 | Post operations | BCR 4 | Passive | Successive alkalinity producing system (SAPS) | Pre-treatment | Discharge from reclaimed waste rock pile 1 (WRP1) area (adits, runoff, and groundwater seeps) | N | Pre-treatment | Data not provided | Rogue River – Siskiyou National Forest in Northern California/no constraints noted | Pilot | September - December 2012 | Calcium | Ca, total | µg/L | N | N/A |  |  |  | 18300 | 151000 | -725.1366 | [6 empty] | Data not provided | Data not provided | Data not provided | Data not provided | Data not provided | Data not provided | Data not provided | Data not provided |  | Influent | 3.07 | 8.64 | mg/L | 5.49 | °C | Data not provided | N/A | Data not provided | N/A | 515.3 | mV | 561 | µS/cm | None | N/A | Data not provided | Data not provided | Data not provided | Data not provided | Data not provided | Data not provided | Data not provided | Data not provided | The short time period of the study and cold weather/cold influent water appear to have had an overall negative effect on establishing robust microbial communities and sustaining sulfate reduction. | Data not provided | Fresh dairy cow manure should be used rather than horse manure - Dairy manure has been shown to contain higher numbers and diversity of SRB than horse or other manure types. Must have a consistent ethanol dose to the barrels. | Data not provided | Successive alkalinity producing system (SAPS) with manure and limestone | Data not provided | Data not provided
Treatability Study Technical Memorandum, Blue Ledge Mine Superfund Site, Siskiyou County, California | BLUE LEDGE MINE | CAN000906063 | N/A | N/A | TSP04 | Post operations | BCR 4 | Passive | Successive alkalinity producing system (SAPS) | Pre-treatment | Discharge from reclaimed waste rock pile 1 (WRP1) area (adits, runoff, and groundwater seeps) | N | Pre-treatment | Data not provided | Rogue River – Siskiyou National Forest in Northern California/no constraints noted | Pilot | September - December 2012 | Calcium | Ca, dissolved | µg/L | N | N/A |  |  |  | 18300 | 150000 | -719.6721 | [6 empty] | Data not provided | Data not provided | Data not provided | Data not provided | Data not provided | Data not provided | Data not provided | Data not provided |  | Influent | 3.07 | 8.64 | mg/L | 5.49 | °C | Data not provided | N/A | Data not provided | N/A | 515.3 | mV | 561 | µS/cm | None | N/A | Data not provided | Data not provided | Data not provided | Data not provided | Data not provided | Data not provided | Data not provided | Data not provided | The short time period of the study and cold weather/cold influent water appear to have had an overall negative effect on establishing robust microbial communities and sustaining sulfate reduction. | Data not provided | Fresh dairy cow manure should be used rather than horse manure - Dairy manure has been shown to contain higher numbers and diversity of SRB than horse or other manure types. Must have a consistent ethanol dose to the barrels. | Data not provided | Successive alkalinity producing system (SAPS) with manure and limestone | Data not provided | Data not provided
Treatability Study Technical Memorandum, Blue Ledge Mine Superfund Site, Siskiyou County, California | BLUE LEDGE MINE | CAN000906063 | N/A | N/A | TSP04 | Post operations | BCR 4 | Passive | Successive alkalinity producing system (SAPS) | Pre-treatment | Discharge from reclaimed waste rock pile 1 (WRP1) area (adits, runoff, and groundwater seeps) | N | Pre-treatment | Data not provided | Rogue River – Siskiyou National Forest in Northern California/no constraints noted | Pilot | September - December 2012 | Calcium | Ca, total | µg/L | N | N/A | [6 empty] | 210000 | 86500 | -142.7746 |  |  |  | Data not provided | Data not provided | Data not provided | Data not provided | Data not provided | Data not provided | Data not provided | Data not provided |  | Effluent | 7.15 | 4.64 | mg/L | 15.84 | °C | Data not provided | N/A | Data not provided | N/A | -24 | mV | 2969 | µS/cm | None | N/A | Data not provided | Data not provided | Data not provided | Data not provided | Data not provided | Data not provided | Data not provided | Data not provided | The short time period of the study and cold weather/cold influent water appear to have had an overall negative effect on establishing robust microbial communities and sustaining sulfate reduction. | Data not provided | Fresh dairy cow manure should be used rather than horse manure - Dairy manure has been shown to contain higher numbers and diversity of SRB than horse or other manure types. Must have a consistent ethanol dose to the barrels. | Data not provided | Successive alkalinity producing system (SAPS) with manure and limestone | Data not provided | Data not provided
Treatability Study Technical Memorandum, Blue Ledge Mine Superfund Site, Siskiyou County, California | BLUE LEDGE MINE | CAN000906063 | N/A | N/A | TSP04 | Post operations | BCR 4 | Passive | Successive alkalinity producing system (SAPS) | Pre-treatment | Discharge from reclaimed waste rock pile 1 (WRP1) area (adits, runoff, and groundwater seeps) | N | Pre-treatment | Data not provided | Rogue River – Siskiyou National Forest in Northern California/no constraints noted | Pilot | September - December 2012 | Calcium | Ca, dissolved | µg/L | N | N/A | [6 empty] | 202000 | 90400 | -123.4513 |  |  |  | Data not provided | Data not provided | Data not provided | Data not provided | Data not provided | Data not provided | Data not provided | Data not provided |  | Effluent | 7.15 | 4.64 | mg/L | 15.84 | °C | Data not provided | N/A | Data not provided | N/A | -24 | mV | 2969 | µS/cm | None | N/A | Data not provided | Data not provided | Data not provided | Data not provided | Data not provided | Data not provided | Data not provided | Data not provided | The short time period of the study and cold weather/cold influent water appear to have had an overall negative effect on establishing robust microbial communities and sustaining sulfate reduction. | Data not provided | Fresh dairy cow manure should be used rather than horse manure - Dairy manure has been shown to contain higher numbers and diversity of SRB than horse or other manure types. Must have a consistent ethanol dose to the barrels. | Data not provided | Successive alkalinity producing system (SAPS) with manure and limestone | Data not provided | Data not provided
Treatability Study Technical Memorandum, Blue Ledge Mine Superfund Site, Siskiyou County, California | BLUE LEDGE MINE | CAN000906063 | N/A | N/A | TSP04 | Post operations | BCR 4 | Passive | Successive alkalinity producing system (SAPS) | Pre-treatment | Discharge from reclaimed waste rock pile 1 (WRP1) area (adits, runoff, and groundwater seeps) | N | Pre-treatment | Data not provided | Rogue River – Siskiyou National Forest in Northern California/no constraints noted | Pilot | September - December 2012 | Calcium | Ca, total | µg/L | N | N/A | [9 empty] | 104000 | 36000 | -188.8889 | Data not provided | Data not provided | Data not provided | Data not provided | Data not provided | Data not provided | Data not provided | Data not provided |  | Effluent | 6.98 | 2.44 | mg/L | 5.35 | °C | Data not provided | N/A | Data not provided | N/A | -150.4 | mV | 638 | µS/cm | None | N/A | Data not provided | Data not provided | Data not provided | Data not provided | Data not provided | Data not provided | Data not provided | Data not provided | The short time period of the study and cold weather/cold influent water appear to have had an overall negative effect on establishing robust microbial communities and sustaining sulfate reduction. | Data not provided | Fresh dairy cow manure should be used rather than horse manure - Dairy manure has been shown to contain higher numbers and diversity of SRB than horse or other manure types. Must have a consistent ethanol dose to the barrels. | Data not provided | Successive alkalinity producing system (SAPS) with manure and limestone | Data not provided | Data not provided
Treatability Study Technical Memorandum, Blue Ledge Mine Superfund Site, Siskiyou County, California | BLUE LEDGE MINE | CAN000906063 | N/A | N/A | TSP04 | Post operations | BCR 4 | Passive | Successive alkalinity producing system (SAPS) | Pre-treatment | Discharge from reclaimed waste rock pile 1 (WRP1) area (adits, runoff, and groundwater seeps) | N | Pre-treatment | Data not provided | Rogue River – Siskiyou National Forest in Northern California/no constraints noted | Pilot | September - December 2012 | Calcium | Ca, dissolved | µg/L | N | N/A | [9 empty] | 101000 | 33900 | -197.9351 | Data not provided | Data not provided | Data not provided | Data not provided | Data not provided | Data not provided | Data not provided | Data not provided |  | Effluent | 6.98 | 2.44 | mg/L | 5.35 | °C | Data not provided | N/A | Data not provided | N/A | -150.4 | mV | 638 | µS/cm | None | N/A | Data not provided | Data not provided | Data not provided | Data not provided | Data not provided | Data not provided | Data not provided | Data not provided | The short time period of the study and cold weather/cold influent water appear to have had an overall negative effect on establishing robust microbial communities and sustaining sulfate reduction. | Data not provided | Fresh dairy cow manure should be used rather than horse manure - Dairy manure has been shown to contain higher numbers and diversity of SRB than horse or other manure types. Must have a consistent ethanol dose to the barrels. | Data not provided | Successive alkalinity producing system (SAPS) with manure and limestone | Data not provided | Data not provided
Treatability Study Technical Memorandum, Blue Ledge Mine Superfund Site, Siskiyou County, California | BLUE LEDGE MINE | CAN000906063 | N/A | N/A | TSP05 | Post operations | BCR 5 | Passive | Successive alkalinity producing system (SAPS) | Pre-treatment | Discharge from reclaimed waste rock pile 1 (WRP1) area (adits, runoff, and groundwater seeps) | N | Pre-treatment | Data not provided | Rogue River – Siskiyou National Forest in Northern California/no constraints noted | Pilot | September - December 2012 | Calcium | Ca, total | µg/L | N | N/A | 89800 | 64100 | 28.6192 | [9 empty] | Data not provided | Data not provided | Data not provided | Data not provided | Data not provided | Data not provided | Data not provided | Data not provided |  | Influent | 3.08 | 8.23 | mg/L | 8.55 | °C | Data not provided | N/A | Data not provided | N/A | 243 | mV | 2215 | µS/cm | None | N/A | Data not provided | Data not provided | Data not provided | Data not provided | Data not provided | Data not provided | Data not provided | Data not provided | The short time period of the study and cold weather/cold influent water appear to have had an overall negative effect on establishing robust microbial communities and sustaining sulfate reduction. | Data not provided | Fresh dairy cow manure should be used rather than horse manure - Dairy manure has been shown to contain higher numbers and diversity of SRB than horse or other manure types. Must have a consistent ethanol dose to the barrels. | Data not provided | Same as BCR 4 with the addition of ethanol. Successive alkalinity producing system (SAPS) with manure and limestone | Data not provided | Data not provided
Treatability Study Technical Memorandum, Blue Ledge Mine Superfund Site, Siskiyou County, California | BLUE LEDGE MINE | CAN000906063 | N/A | N/A | TSP05 | Post operations | BCR 5 | Passive | Successive alkalinity producing system (SAPS) | Pre-treatment | Discharge from reclaimed waste rock pile 1 (WRP1) area (adits, runoff, and groundwater seeps) | N | Pre-treatment | Data not provided | Rogue River – Siskiyou National Forest in Northern California/no constraints noted | Pilot | September - December 2012 | Calcium | Ca, dissolved | µg/L | N | N/A | 103000 | 268000 | -160.1942 | [9 empty] | Data not provided | Data not provided | Data not provided | Data not provided | Data not provided | Data not provided | Data not provided | Data not provided |  | Influent | 3.14 | 9.29 | mg/L | 8.83 | °C | Data not provided | N/A | Data not provided | N/A | 225.6 | mV | 1149 | µS/cm | None | N/A | Data not provided | Data not provided | Data not provided | Data not provided | Data not provided | Data not provided | Data not provided | Data not provided | The short time period of the study and cold weather/cold influent water appear to have had an overall negative effect on establishing robust microbial communities and sustaining sulfate reduction. | Data not provided | Fresh dairy cow manure should be used rather than horse manure - Dairy manure has been shown to contain higher numbers and diversity of SRB than horse or other manure types. Must have a consistent ethanol dose to the barrels. | Data not provided | Same as BCR 4 with the addition of ethanol. Successive alkalinity producing system (SAPS) with manure and limestone | Data not provided | Data not provided
Treatability Study Technical Memorandum, Blue Ledge Mine Superfund Site, Siskiyou County, California | BLUE LEDGE MINE | CAN000906063 | N/A | N/A | TSP05 | Post operations | BCR 5 | Passive | Successive alkalinity producing system (SAPS) | Pre-treatment | Discharge from reclaimed waste rock pile 1 (WRP1) area (adits, runoff, and groundwater seeps) | N | Pre-treatment | Data not provided | Rogue River – Siskiyou National Forest in Northern California/no constraints noted | Pilot | September - December 2012 | Calcium | Ca, total | µg/L | N | N/A |  |  |  | 18300 | 230000 | -1156.8306 | [6 empty] | Data not provided | Data not provided | Data not provided | Data not provided | Data not provided | Data not provided | Data not provided | Data not provided |  | Influent | 3.07 | 8.64 | mg/L | 5.49 | °C | Data not provided | N/A | Data not provided | N/A | 515.3 | mV | 561 | µS/cm | None | N/A | Data not provided | Data not provided | Data not provided | Data not provided | Data not provided | Data not provided | Data not provided | Data not provided | The short time period of the study and cold weather/cold influent water appear to have had an overall negative effect on establishing robust microbial communities and sustaining sulfate reduction. | Data not provided | Fresh dairy cow manure should be used rather than horse manure - Dairy manure has been shown to contain higher numbers and diversity of SRB than horse or other manure types. Must have a consistent ethanol dose to the barrels. | Data not provided | Same as BCR 4 with the addition of ethanol. Successive alkalinity producing system (SAPS) with manure and limestone | Data not provided | Data not provided
Treatability Study Technical Memorandum, Blue Ledge Mine Superfund Site, Siskiyou County, California | BLUE LEDGE MINE | CAN000906063 | N/A | N/A | TSP05 | Post operations | BCR 5 | Passive | Successive alkalinity producing system (SAPS) | Pre-treatment | Discharge from reclaimed waste rock pile 1 (WRP1) area (adits, runoff, and groundwater seeps) | N | Pre-treatment | Data not provided | Rogue River – Siskiyou National Forest in Northern California/no constraints noted | Pilot | September - December 2012 | Calcium | Ca, dissolved | µg/L | N | N/A |  |  |  | 18300 | 219000 | -1096.7213 | [6 empty] | Data not provided | Data not provided | Data not provided | Data not provided | Data not provided | Data not provided | Data not provided | Data not provided |  | Influent | 3.07 | 8.64 | mg/L | 5.49 | °C | Data not provided | N/A | Data not provided | N/A | 515.3 | mV | 561 | µS/cm | None | N/A | Data not provided | Data not provided | Data not provided | Data not provided | Data not provided | Data not provided | Data not provided | Data not provided | The short time period of the study and cold weather/cold influent water appear to have had an overall negative effect on establishing robust microbial communities and sustaining sulfate reduction. | Data not provided | Fresh dairy cow manure should be used rather than horse manure - Dairy manure has been shown to contain higher numbers and diversity of SRB than horse or other manure types. Must have a consistent ethanol dose to the barrels. | Data not provided | Same as BCR 4 with the addition of ethanol. Successive alkalinity producing system (SAPS) with manure and limestone | Data not provided | Data not provided
Treatability Study Technical Memorandum, Blue Ledge Mine Superfund Site, Siskiyou County, California | BLUE LEDGE MINE | CAN000906063 | N/A | N/A | TSP05 | Post operations | BCR 5 | Passive | Successive alkalinity producing system (SAPS) | Pre-treatment | Discharge from reclaimed waste rock pile 1 (WRP1) area (adits, runoff, and groundwater seeps) | N | Pre-treatment | Data not provided | Rogue River – Siskiyou National Forest in Northern California/no constraints noted | Pilot | September - December 2012 | Calcium | Ca, total | µg/L | N | N/A | [6 empty] | 361000 | 86500 | -317.341 |  |  |  | Data not provided | Data not provided | Data not provided | Data not provided | Data not provided | Data not provided | Data not provided | Data not provided |  | Effluent | 6.14 | 7.74 | mg/L | 15.79 | °C | Data not provided | N/A | Data not provided | N/A | 78.9 | mV | 4040 | µS/cm | None | N/A | Data not provided | Data not provided | Data not provided | Data not provided | Data not provided | Data not provided | Data not provided | Data not provided | The short time period of the study and cold weather/cold influent water appear to have had an overall negative effect on establishing robust microbial communities and sustaining sulfate reduction. | Data not provided | Fresh dairy cow manure should be used rather than horse manure - Dairy manure has been shown to contain higher numbers and diversity of SRB than horse or other manure types. Must have a consistent ethanol dose to the barrels. | Data not provided | Same as BCR 4 with the addition of ethanol. Successive alkalinity producing system (SAPS) with manure and limestone | Data not provided | Data not provided
Treatability Study Technical Memorandum, Blue Ledge Mine Superfund Site, Siskiyou County, California | BLUE LEDGE MINE | CAN000906063 | N/A | N/A | TSP05 | Post operations | BCR 5 | Passive | Successive alkalinity producing system (SAPS) | Pre-treatment | Discharge from reclaimed waste rock pile 1 (WRP1) area (adits, runoff, and groundwater seeps) | N | Pre-treatment | Data not provided | Rogue River – Siskiyou National Forest in Northern California/no constraints noted | Pilot | September - December 2012 | Calcium | Ca, dissolved | µg/L | N | N/A | [6 empty] | 357000 | 90400 | -294.9115 |  |  |  | Data not provided | Data not provided | Data not provided | Data not provided | Data not provided | Data not provided | Data not provided | Data not provided |  | Effluent | 6.14 | 7.74 | mg/L | 15.79 | °C | Data not provided | N/A | Data not provided | N/A | 78.9 | mV | 4040 | µS/cm | None | N/A | Data not provided | Data not provided | Data not provided | Data not provided | Data not provided | Data not provided | Data not provided | Data not provided | The short time period of the study and cold weather/cold influent water appear to have had an overall negative effect on establishing robust microbial communities and sustaining sulfate reduction. | Data not provided | Fresh dairy cow manure should be used rather than horse manure - Dairy manure has been shown to contain higher numbers and diversity of SRB than horse or other manure types. Must have a consistent ethanol dose to the barrels. | Data not provided | Same as BCR 4 with the addition of ethanol. Successive alkalinity producing system (SAPS) with manure and limestone | Data not provided | Data not provided
Treatability Study Technical Memorandum, Blue Ledge Mine Superfund Site, Siskiyou County, California | BLUE LEDGE MINE | CAN000906063 | N/A | N/A | TSP05 | Post operations | BCR 5 | Passive | Successive alkalinity producing system (SAPS) | Pre-treatment | Discharge from reclaimed waste rock pile 1 (WRP1) area (adits, runoff, and groundwater seeps) | N | Pre-treatment | Data not provided | Rogue River – Siskiyou National Forest in Northern California/no constraints noted | Pilot | September - December 2012 | Calcium | Ca, total | µg/L | N | N/A | [9 empty] | 64100 | 89800 | 28.6192 | Data not provided | Data not provided | Data not provided | Data not provided | Data not provided | Data not provided | Data not provided | Data not provided |  | Effluent | 6.3 | 3.97 | mg/L | 9.6 | °C | Data not provided | N/A | Data not provided | N/A | -102.9 | mV | 4338 | µS/cm | None | N/A | Data not provided | Data not provided | Data not provided | Data not provided | Data not provided | Data not provided | Data not provided | Data not provided | The short time period of the study and cold weather/cold influent water appear to have had an overall negative effect on establishing robust microbial communities and sustaining sulfate reduction. | Data not provided | Fresh dairy cow manure should be used rather than horse manure - Dairy manure has been shown to contain higher numbers and diversity of SRB than horse or other manure types. Must have a consistent ethanol dose to the barrels. | Data not provided | Same as BCR 4 with the addition of ethanol. Successive alkalinity producing system (SAPS) with manure and limestone | Data not provided | Data not provided
Treatability Study Technical Memorandum, Blue Ledge Mine Superfund Site, Siskiyou County, California | BLUE LEDGE MINE | CAN000906063 | N/A | N/A | TSP05 | Post operations | BCR 5 | Passive | Successive alkalinity producing system (SAPS) | Pre-treatment | Discharge from reclaimed waste rock pile 1 (WRP1) area (adits, runoff, and groundwater seeps) | N | Pre-treatment | Data not provided | Rogue River – Siskiyou National Forest in Northern California/no constraints noted | Pilot | September - December 2012 | Calcium | Ca, dissolved | µg/L | N | N/A | [9 empty] | 138000 | 33900 | -307.0796 | Data not provided | Data not provided | Data not provided | Data not provided | Data not provided | Data not provided | Data not provided | Data not provided |  | Effluent | 6.55 | 1.22 | mg/L | 4.74 | °C | Data not provided | N/A | Data not provided | N/A | -201.9 | mV | 683 | µS/cm | None | N/A | Data not provided | Data not provided | Data not provided | Data not provided | Data not provided | Data not provided | Data not provided | Data not provided | The short time period of the study and cold weather/cold influent water appear to have had an overall negative effect on establishing robust microbial communities and sustaining sulfate reduction. | Data not provided | Fresh dairy cow manure should be used rather than horse manure - Dairy manure has been shown to contain higher numbers and diversity of SRB than horse or other manure types. Must have a consistent ethanol dose to the barrels. | Data not provided | Same as BCR 4 with the addition of ethanol. Successive alkalinity producing system (SAPS) with manure and limestone | Data not provided | Data not provided
Treatability Study Technical Memorandum, Blue Ledge Mine Superfund Site, Siskiyou County, California | BLUE LEDGE MINE | CAN000906063 | N/A | N/A | TSP01 | Post operations | BCR 1 | Passive | Biochemical reactor (BCR) | No pre-treatment | Discharge from reclaimed waste rock pile 1 (WRP1) area (adits, runoff, and groundwater seeps) | N | BCR without pre-treatment | Data not provided | Rogue River – Siskiyou National Forest in Northern California/no constraints noted | Pilot | September - December 2012 | Cadmium | Cd, total | µg/L | N | N/A | 161 | 30.3 | 81.1801 | [9 empty] | Data not provided | Data not provided | Data not provided | Data not provided | Data not provided | Data not provided | Data not provided | Data not provided |  | Influent | 3.08 | 8.23 | mg/L | 8.55 | °C | Data not provided | N/A | Data not provided | N/A | 243 | mV | 2215 | µS/cm | None | N/A | Data not provided | Data not provided | Data not provided | Data not provided | Data not provided | Data not provided | Data not provided | Data not provided | The short time period of the study and cold weather/cold influent water appear to have had an overall negative effect on establishing robust microbial communities and sustaining sulfate reduction. | Data not provided | Fresh dairy cow manure should be used rather than horse manure - Dairy manure has been shown to contain higher numbers and diversity of SRB than horse or other manure types. Must have a consistent ethanol dose to the barrels. | Data not provided | Substrate: standard wood based substrate (wood chips and sawdust) | Data not provided | Data not provided
Treatability Study Technical Memorandum, Blue Ledge Mine Superfund Site, Siskiyou County, California | BLUE LEDGE MINE | CAN000906063 | N/A | N/A | TSP01 | Post operations | BCR 1 | Passive | Biochemical reactor (BCR) | No pre-treatment | Discharge from reclaimed waste rock pile 1 (WRP1) area (adits, runoff, and groundwater seeps) | N | BCR without pre-treatment | Data not provided | Rogue River – Siskiyou National Forest in Northern California/no constraints noted | Pilot | September - December 2012 | Cadmium | Cd, dissolved | µg/L | N | N/A | 161 | ND | 99.9379 | [9 empty] | Data not provided | Data not provided | Data not provided | Data not provided | Data not provided | Data not provided | Data not provided | Data not provided |  | Influent | 3.15 | 9.09 | mg/L | 5.76 | °C | Data not provided | N/A | Data not provided | N/A | 260.6 | mV | 2255 | µS/cm | None | N/A | Data not provided | Data not provided | Data not provided | Data not provided | Data not provided | Data not provided | Data not provided | Data not provided | The short time period of the study and cold weather/cold influent water appear to have had an overall negative effect on establishing robust microbial communities and sustaining sulfate reduction. | Data not provided | Fresh dairy cow manure should be used rather than horse manure - Dairy manure has been shown to contain higher numbers and diversity of SRB than horse or other manure types. Must have a consistent ethanol dose to the barrels. | Data not provided | Substrate: standard wood based substrate (wood chips and sawdust) | Data not provided | Data not provided | ND = non-detect (< 0.2)
Treatability Study Technical Memorandum, Blue Ledge Mine Superfund Site, Siskiyou County, California | BLUE LEDGE MINE | CAN000906063 | N/A | N/A | TSP01 | Post operations | BCR 1 | Passive | Biochemical reactor (BCR) | No pre-treatment | Discharge from reclaimed waste rock pile 1 (WRP1) area (adits, runoff, and groundwater seeps) | N | BCR without pre-treatment | Data not provided | Rogue River – Siskiyou National Forest in Northern California/no constraints noted | Pilot | September - December 2012 | Cadmium | Cd, total | µg/L | N | N/A |  |  |  | 66 | ND | 99.2424 | [6 empty] | Data not provided | Data not provided | Data not provided | Data not provided | Data not provided | Data not provided | Data not provided | Data not provided |  | Influent | 3.07 | 8.64 | mg/L | 5.49 | °C | Data not provided | N/A | Data not provided | N/A | 515.3 | mV | 561 | µS/cm | None | N/A | Data not provided | Data not provided | Data not provided | Data not provided | Data not provided | Data not provided | Data not provided | Data not provided | The short time period of the study and cold weather/cold influent water appear to have had an overall negative effect on establishing robust microbial communities and sustaining sulfate reduction. | Data not provided | Fresh dairy cow manure should be used rather than horse manure - Dairy manure has been shown to contain higher numbers and diversity of SRB than horse or other manure types. Must have a consistent ethanol dose to the barrels. | Data not provided | Substrate: standard wood based substrate (wood chips and sawdust) | Data not provided | Data not provided | ND = non-detect (< 1)
Treatability Study Technical Memorandum, Blue Ledge Mine Superfund Site, Siskiyou County, California | BLUE LEDGE MINE | CAN000906063 | N/A | N/A | TSP01 | Post operations | BCR 1 | Passive | Biochemical reactor (BCR) | No pre-treatment | Discharge from reclaimed waste rock pile 1 (WRP1) area (adits, runoff, and groundwater seeps) | N | BCR without pre-treatment | Data not provided | Rogue River – Siskiyou National Forest in Northern California/no constraints noted | Pilot | September - December 2012 | Cadmium | Cd, dissolved | µg/L | N | N/A |  |  |  | 65.3 | ND | 99.2343 | [6 empty] | Data not provided | Data not provided | Data not provided | Data not provided | Data not provided | Data not provided | Data not provided | Data not provided |  | Influent | 3.07 | 8.64 | mg/L | 5.49 | °C | Data not provided | N/A | Data not provided | N/A | 515.3 | mV | 561 | µS/cm | None | N/A | Data not provided | Data not provided | Data not provided | Data not provided | Data not provided | Data not provided | Data not provided | Data not provided | The short time period of the study and cold weather/cold influent water appear to have had an overall negative effect on establishing robust microbial communities and sustaining sulfate reduction. | Data not provided | Fresh dairy cow manure should be used rather than horse manure - Dairy manure has been shown to contain higher numbers and diversity of SRB than horse or other manure types. Must have a consistent ethanol dose to the barrels. | Data not provided | Substrate: standard wood based substrate (wood chips and sawdust) | Data not provided | Data not provided | ND = non-detect (< 1)
Treatability Study Technical Memorandum, Blue Ledge Mine Superfund Site, Siskiyou County, California | BLUE LEDGE MINE | CAN000906063 | N/A | N/A | TSP01 | Post operations | BCR 1 | Passive | Biochemical reactor (BCR) | No pre-treatment | Discharge from reclaimed waste rock pile 1 (WRP1) area (adits, runoff, and groundwater seeps) | N | BCR without pre-treatment | Data not provided | Rogue River – Siskiyou National Forest in Northern California/no constraints noted | Pilot | September - December 2012 | Cadmium | Cd, total | µg/L | N | N/A | [6 empty] | 30.3 | 161 | 81.1801 |  |  |  | Data not provided | Data not provided | Data not provided | Data not provided | Data not provided | Data not provided | Data not provided | Data not provided |  | Effluent | 5.71 | 1.71 | mg/L | 10.76 | °C | Data not provided | N/A | Data not provided | N/A | 58.2 | mV | 5058 | µS/cm | None | N/A | Data not provided | Data not provided | Data not provided | Data not provided | Data not provided | Data not provided | Data not provided | Data not provided | The short time period of the study and cold weather/cold influent water appear to have had an overall negative effect on establishing robust microbial communities and sustaining sulfate reduction. | Data not provided | Fresh dairy cow manure should be used rather than horse manure - Dairy manure has been shown to contain higher numbers and diversity of SRB than horse or other manure types. Must have a consistent ethanol dose to the barrels. | Data not provided | Substrate: standard wood based substrate (wood chips and sawdust) | Data not provided | Multiple limits of detection over time of study. Value is the max effluent value not qualified as non-detect. Range of non-detect values is < 0.2 - < 1.
Treatability Study Technical Memorandum, Blue Ledge Mine Superfund Site, Siskiyou County, California | BLUE LEDGE MINE | CAN000906063 | N/A | N/A | TSP01 | Post operations | BCR 1 | Passive | Biochemical reactor (BCR) | No pre-treatment | Discharge from reclaimed waste rock pile 1 (WRP1) area (adits, runoff, and groundwater seeps) | N | BCR without pre-treatment | Data not provided | Rogue River – Siskiyou National Forest in Northern California/no constraints noted | Pilot | September - December 2012 | Cadmium | Cd, dissolved | µg/L | N | N/A | [6 empty] | 25.9 | 121 | 78.595 |  |  |  | Data not provided | Data not provided | Data not provided | Data not provided | Data not provided | Data not provided | Data not provided | Data not provided | 78.9–99.9 % | Effluent | 5.77 | 8.05 | mg/L | 14.73 | °C | Data not provided | N/A | Data not provided | N/A | 249.4 | mV | 2656 | µS/cm | None | N/A | Data not provided | Data not provided | Data not provided | Data not provided | Data not provided | Data not provided | Data not provided | Data not provided | Many of the reporting limits were not low enough for direct comparison against the screening level of 0.25 μg/L. The short time period of the study and cold weather/cold influent water appear to have had an overall negative effect on establishing robust microbial communities and sustaining sulfate reduction. | Data not provided | Fresh dairy cow manure should be used rather than horse manure - Dairy manure has been shown to contain higher numbers and diversity of SRB than horse or other manure types. Must have a consistent ethanol dose to the barrels. | Data not provided | Substrate: standard wood based substrate (wood chips and sawdust) | The dissolved metal concentrations in the first flush in October may have been high enough to be acutely toxic to the BCR microorganisms. This could have set back the establishment of the BCR microbial community in both BCR1 and 2. | Multiple limits of detection over time of study. Value is the max effluent value not qualified as non-detect. Range of non-detect values is < 0.2 - < 1.
Treatability Study Technical Memorandum, Blue Ledge Mine Superfund Site, Siskiyou County, California | BLUE LEDGE MINE | CAN000906063 | N/A | N/A | TSP01 | Post operations | BCR 1 | Passive | Biochemical reactor (BCR) | No pre-treatment | Discharge from reclaimed waste rock pile 1 (WRP1) area (adits, runoff, and groundwater seeps) | N | BCR without pre-treatment | Data not provided | Rogue River – Siskiyou National Forest in Northern California/no constraints noted | Pilot | September - December 2012 | Cadmium | Cd, total | µg/L | N | N/A | [9 empty] | 0.24 | 151 | 99.8411 | Data not provided | Data not provided | Data not provided | Data not provided | Data not provided | Data not provided | Data not provided | Data not provided |  | Effluent | 6.6 | 4.32 | mg/L | 5.62 | °C | Data not provided | N/A | Data not provided | N/A | -8.1 | mV | 2156 | µS/cm | None | N/A | Data not provided | Data not provided | Data not provided | Data not provided | Data not provided | Data not provided | Data not provided | Data not provided | The short time period of the study and cold weather/cold influent water appear to have had an overall negative effect on establishing robust microbial communities and sustaining sulfate reduction. | Data not provided | Fresh dairy cow manure should be used rather than horse manure - Dairy manure has been shown to contain higher numbers and diversity of SRB than horse or other manure types. Must have a consistent ethanol dose to the barrels. | Data not provided | Substrate: standard wood based substrate (wood chips and sawdust) | Data not provided | Multiple limits of detection over time of study. Value is the min effluent value not qualified as non-detect. Range of non-detect values is < 0.2 - < 1.
Treatability Study Technical Memorandum, Blue Ledge Mine Superfund Site, Siskiyou County, California | BLUE LEDGE MINE | CAN000906063 | N/A | N/A | TSP01 | Post operations | BCR 1 | Passive | Biochemical reactor (BCR) | No pre-treatment | Discharge from reclaimed waste rock pile 1 (WRP1) area (adits, runoff, and groundwater seeps) | N | BCR without pre-treatment | Data not provided | Rogue River – Siskiyou National Forest in Northern California/no constraints noted | Pilot | September - December 2012 | Cadmium | Cd, dissolved | µg/L | N | N/A | [9 empty] | 25.3 | 159 | 84.0881 | Data not provided | Data not provided | Data not provided | Data not provided | Data not provided | Data not provided | Data not provided | Data not provided | 78.9–99.9 % | Effluent | 5.71 | 1.71 | mg/L | 10.76 | °C | Data not provided | N/A | Data not provided | N/A | 58.2 | mV | 5058 | µS/cm | None | N/A | Data not provided | Data not provided | Data not provided | Data not provided | Data not provided | Data not provided | Data not provided | Data not provided | Many of the reporting limits were not low enough for direct comparison against the screening level of 0.25 μg/L. The short time period of the study and cold weather/cold influent water appear to have had an overall negative effect on establishing robust microbial communities and sustaining sulfate reduction. | Data not provided | Fresh dairy cow manure should be used rather than horse manure - Dairy manure has been shown to contain higher numbers and diversity of SRB than horse or other manure types. Must have a consistent ethanol dose to the barrels. | Data not provided | Substrate: standard wood based substrate (wood chips and sawdust) | The dissolved metal concentrations in the first flush in October may have been high enough to be acutely toxic to the BCR microorganisms. This could have set back the establishment of the BCR microbial community in both BCR1 and 2. | Data not provided
Treatability Study Technical Memorandum, Blue Ledge Mine Superfund Site, Siskiyou County, California | BLUE LEDGE MINE | CAN000906063 | N/A | N/A | TSP02 | Post operations | BCR 2 | Passive | Biochemical reactor (BCR) | No pre-treatment | Discharge from reclaimed waste rock pile 1 (WRP1) area (adits, runoff, and groundwater seeps) | N | BCR without pre-treatment | Data not provided | Rogue River – Siskiyou National Forest in Northern California/no constraints noted | Pilot | September - December 2012 | Cadmium | Cd, total | µg/L | N | N/A | 161 | 17.4 | 89.1925 | [9 empty] | Data not provided | Data not provided | Data not provided | Data not provided | Data not provided | Data not provided | Data not provided | Data not provided |  | Influent | 3.08 | 8.23 | mg/L | 8.55 | °C | Data not provided | N/A | Data not provided | N/A | 243 | mV | 2215 | µS/cm | None | N/A | Data not provided | Data not provided | Data not provided | Data not provided | Data not provided | Data not provided | Data not provided | Data not provided | The short time period of the study and cold weather/cold influent water appear to have had an overall negative effect on establishing robust microbial communities and sustaining sulfate reduction. | Data not provided | Fresh dairy cow manure should be used rather than horse manure - Dairy manure has been shown to contain higher numbers and diversity of SRB than horse or other manure types. Must have a consistent ethanol dose to the barrels. | Data not provided | Substrate: standard wood based substrate (wood chips and sawdust) with compost (horse manure) | Data not provided | Data not provided
Treatability Study Technical Memorandum, Blue Ledge Mine Superfund Site, Siskiyou County, California | BLUE LEDGE MINE | CAN000906063 | N/A | N/A | TSP02 | Post operations | BCR 2 | Passive | Biochemical reactor (BCR) | No pre-treatment | Discharge from reclaimed waste rock pile 1 (WRP1) area (adits, runoff, and groundwater seeps) | N | BCR without pre-treatment | Data not provided | Rogue River – Siskiyou National Forest in Northern California/no constraints noted | Pilot | September - December 2012 | Cadmium | Cd, dissolved | µg/L | N | N/A | 161 | ND | 99.9379 | [9 empty] | Data not provided | Data not provided | Data not provided | Data not provided | Data not provided | Data not provided | Data not provided | Data not provided |  | Influent | 3.15 | 9.09 | mg/L | 5.76 | °C | Data not provided | N/A | Data not provided | N/A | 260.6 | mV | 2255 | µS/cm | None | N/A | Data not provided | Data not provided | Data not provided | Data not provided | Data not provided | Data not provided | Data not provided | Data not provided | The short time period of the study and cold weather/cold influent water appear to have had an overall negative effect on establishing robust microbial communities and sustaining sulfate reduction. | Data not provided | Fresh dairy cow manure should be used rather than horse manure - Dairy manure has been shown to contain higher numbers and diversity of SRB than horse or other manure types. Must have a consistent ethanol dose to the barrels. | Data not provided | Substrate: standard wood based substrate (wood chips and sawdust) with compost (horse manure) | Data not provided | Data not provided | ND = non-detect (< 0.2)
Treatability Study Technical Memorandum, Blue Ledge Mine Superfund Site, Siskiyou County, California | BLUE LEDGE MINE | CAN000906063 | N/A | N/A | TSP02 | Post operations | BCR 2 | Passive | Biochemical reactor (BCR) | No pre-treatment | Discharge from reclaimed waste rock pile 1 (WRP1) area (adits, runoff, and groundwater seeps) | N | BCR without pre-treatment | Data not provided | Rogue River – Siskiyou National Forest in Northern California/no constraints noted | Pilot | September - December 2012 | Cadmium | Cd, total | µg/L | N | N/A |  |  |  | 66 | ND | 99.2424 | [6 empty] | Data not provided | Data not provided | Data not provided | Data not provided | Data not provided | Data not provided | Data not provided | Data not provided |  | Influent | 3.07 | 8.64 | mg/L | 5.49 | °C | Data not provided | N/A | Data not provided | N/A | 515.3 | mV | 561 | µS/cm | None | N/A | Data not provided | Data not provided | Data not provided | Data not provided | Data not provided | Data not provided | Data not provided | Data not provided | The short time period of the study and cold weather/cold influent water appear to have had an overall negative effect on establishing robust microbial communities and sustaining sulfate reduction. | Data not provided | Fresh dairy cow manure should be used rather than horse manure - Dairy manure has been shown to contain higher numbers and diversity of SRB than horse or other manure types. Must have a consistent ethanol dose to the barrels. | Data not provided | Substrate: standard wood based substrate (wood chips and sawdust) with compost (horse manure) | Data not provided | Data not provided | ND = non-detect (< 1)
Treatability Study Technical Memorandum, Blue Ledge Mine Superfund Site, Siskiyou County, California | BLUE LEDGE MINE | CAN000906063 | N/A | N/A | TSP02 | Post operations | BCR 2 | Passive | Biochemical reactor (BCR) | No pre-treatment | Discharge from reclaimed waste rock pile 1 (WRP1) area (adits, runoff, and groundwater seeps) | N | BCR without pre-treatment | Data not provided | Rogue River – Siskiyou National Forest in Northern California/no constraints noted | Pilot | September - December 2012 | Cadmium | Cd, dissolved | µg/L | N | N/A |  |  |  | 65.3 | ND | 99.2343 | [6 empty] | Data not provided | Data not provided | Data not provided | Data not provided | Data not provided | Data not provided | Data not provided | Data not provided |  | Influent | 3.07 | 8.64 | mg/L | 5.49 | °C | Data not provided | N/A | Data not provided | N/A | 515.3 | mV | 561 | µS/cm | None | N/A | Data not provided | Data not provided | Data not provided | Data not provided | Data not provided | Data not provided | Data not provided | Data not provided | The short time period of the study and cold weather/cold influent water appear to have had an overall negative effect on establishing robust microbial communities and sustaining sulfate reduction. | Data not provided | Fresh dairy cow manure should be used rather than horse manure - Dairy manure has been shown to contain higher numbers and diversity of SRB than horse or other manure types. Must have a consistent ethanol dose to the barrels. | Data not provided | Substrate: standard wood based substrate (wood chips and sawdust) with compost (horse manure) | Data not provided | Data not provided | ND = non-detect (< 1)
Treatability Study Technical Memorandum, Blue Ledge Mine Superfund Site, Siskiyou County, California | BLUE LEDGE MINE | CAN000906063 | N/A | N/A | TSP02 | Post operations | BCR 2 | Passive | Biochemical reactor (BCR) | No pre-treatment | Discharge from reclaimed waste rock pile 1 (WRP1) area (adits, runoff, and groundwater seeps) | N | BCR without pre-treatment | Data not provided | Rogue River – Siskiyou National Forest in Northern California/no constraints noted | Pilot | September - December 2012 | Cadmium | Cd, total | µg/L | N | N/A | [6 empty] | 17.4 | 161 | 89.1925 |  |  |  | Data not provided | Data not provided | Data not provided | Data not provided | Data not provided | Data not provided | Data not provided | Data not provided |  | Effluent | 5.83 | 2.51 | mg/L | 11.23 | °C | Data not provided | N/A | Data not provided | N/A | 60.3 | mV | 4597 | µS/cm | None | N/A | Data not provided | Data not provided | Data not provided | Data not provided | Data not provided | Data not provided | Data not provided | Data not provided | The short time period of the study and cold weather/cold influent water appear to have had an overall negative effect on establishing robust microbial communities and sustaining sulfate reduction. | Data not provided | Fresh dairy cow manure should be used rather than horse manure - Dairy manure has been shown to contain higher numbers and diversity of SRB than horse or other manure types. Must have a consistent ethanol dose to the barrels. | Data not provided | Substrate: standard wood based substrate (wood chips and sawdust) with compost (horse manure) | Data not provided | Multiple limits of detection over time of study. Value is the max effluent value not qualified as non-detect. Non-detect value is < 1.
Treatability Study Technical Memorandum, Blue Ledge Mine Superfund Site, Siskiyou County, California | BLUE LEDGE MINE | CAN000906063 | N/A | N/A | TSP02 | Post operations | BCR 2 | Passive | Biochemical reactor (BCR) | No pre-treatment | Discharge from reclaimed waste rock pile 1 (WRP1) area (adits, runoff, and groundwater seeps) | N | BCR without pre-treatment | Data not provided | Rogue River – Siskiyou National Forest in Northern California/no constraints noted | Pilot | September - December 2012 | Cadmium | Cd, dissolved | µg/L | N | N/A | [6 empty] | 11.8 | 121–159 | 90.2 - 92.6 |  |  |  | Data not provided | Data not provided | Data not provided | Data not provided | Data not provided | Data not provided | Data not provided | Data not provided | 90.2–99.9 % | Effluent | 5.55–5.83 | 2.51–5.45 | mg/L | 11.23–14.93 | °C | Data not provided | N/A | Data not provided | N/A | 60.3–79 | mV | 4,597–5,425 | µS/cm | None | N/A | Data not provided | Data not provided | Data not provided | Data not provided | Data not provided | Data not provided | Data not provided | Data not provided | Many of the reporting limits were not low enough for direct comparison against the screening level of 0.25 μg/L. The short time period of the study and cold weather/cold influent water appear to have had an overall negative effect on establishing robust microbial communities and sustaining sulfate reduction. | Data not provided | Fresh dairy cow manure should be used rather than horse manure - Dairy manure has been shown to contain higher numbers and diversity of SRB than horse or other manure types. Must have a consistent ethanol dose to the barrels. | Data not provided | Substrate: standard wood based substrate (wood chips and sawdust) with compost (horse manure) | The dissolved metal concentrations in the first flush in October may have been high enough to be acutely toxic to the BCR microorganisms. This could have set back the establishment of the BCR microbial community in both BCR1 and 2. | Multiple limits of detection over time of study. Value is the max effluent value not qualified as non-detect. Range of non-detect values is < 0.2 - < 1. | A range of values is shown to reflect more than one day with the same effluent.
Treatability Study Technical Memorandum, Blue Ledge Mine Superfund Site, Siskiyou County, California | BLUE LEDGE MINE | CAN000906063 | N/A | N/A | TSP02 | Post operations | BCR 2 | Passive | Biochemical reactor (BCR) | No pre-treatment | Discharge from reclaimed waste rock pile 1 (WRP1) area (adits, runoff, and groundwater seeps) | N | BCR without pre-treatment | Data not provided | Rogue River – Siskiyou National Forest in Northern California/no constraints noted | Pilot | September - December 2012 | Cadmium | Cd, total | µg/L | N | N/A | [9 empty] | 0.24 | 101 | 99.7624 | Data not provided | Data not provided | Data not provided | Data not provided | Data not provided | Data not provided | Data not provided | Data not provided |  | Effluent | 6.46 | 5.16 | mg/L | 6.76 | °C | Data not provided | N/A | Data not provided | N/A | 3.8 | mV | 1971 | µS/cm | None | N/A | Data not provided | Data not provided | Data not provided | Data not provided | Data not provided | Data not provided | Data not provided | Data not provided | The short time period of the study and cold weather/cold influent water appear to have had an overall negative effect on establishing robust microbial communities and sustaining sulfate reduction. | Data not provided | Fresh dairy cow manure should be used rather than horse manure - Dairy manure has been shown to contain higher numbers and diversity of SRB than horse or other manure types. Must have a consistent ethanol dose to the barrels. | Data not provided | Substrate: standard wood based substrate (wood chips and sawdust) with compost (horse manure) | Data not provided | Multiple limits of detection over time of study. Value is the min effluent value not qualified as non-detect. Non-detect value is < 1.
Treatability Study Technical Memorandum, Blue Ledge Mine Superfund Site, Siskiyou County, California | BLUE LEDGE MINE | CAN000906063 | N/A | N/A | TSP02 | Post operations | BCR 2 | Passive | Biochemical reactor (BCR) | No pre-treatment | Discharge from reclaimed waste rock pile 1 (WRP1) area (adits, runoff, and groundwater seeps) | N | BCR without pre-treatment | Data not provided | Rogue River – Siskiyou National Forest in Northern California/no constraints noted | Pilot | September - December 2012 | Cadmium | Cd, dissolved | µg/L | N | N/A | [9 empty] | 11.8 | 121–159 | 90.2 - 92.6 | Data not provided | Data not provided | Data not provided | Data not provided | Data not provided | Data not provided | Data not provided | Data not provided | 90.2–99.9 % | Effluent | 5.55–5.83 | 2.51–5.45 | mg/L | 11.23–14.93 | °C | Data not provided | N/A | Data not provided | N/A | 60.3–79 | mV | 4,597–5,425 | µS/cm | None | N/A | Data not provided | Data not provided | Data not provided | Data not provided | Data not provided | Data not provided | Data not provided | Data not provided | Many of the reporting limits were not low enough for direct comparison against the screening level of 0.25 μg/L. The short time period of the study and cold weather/cold influent water appear to have had an overall negative effect on establishing robust microbial communities and sustaining sulfate reduction. | Data not provided | Fresh dairy cow manure should be used rather than horse manure - Dairy manure has been shown to contain higher numbers and diversity of SRB than horse or other manure types. Must have a consistent ethanol dose to the barrels. | Data not provided | Substrate: standard wood based substrate (wood chips and sawdust) with compost (horse manure) | The dissolved metal concentrations in the first flush in October may have been high enough to be acutely toxic to the BCR microorganisms. This could have set back the establishment of the BCR microbial community in both BCR1 and 2. | Data not provided
Treatability Study Technical Memorandum, Blue Ledge Mine Superfund Site, Siskiyou County, California | BLUE LEDGE MINE | CAN000906063 | N/A | N/A | TSP03 | Post operations | BCR 3 | Passive | Biochemical reactor (BCR) | No pre-treatment | Discharge from reclaimed waste rock pile 1 (WRP1) area (adits, runoff, and groundwater seeps) | N | BCR without pre-treatment | Data not provided | Rogue River – Siskiyou National Forest in Northern California/no constraints noted | Pilot | September - December 2012 | Cadmium | Cd, total | µg/L | N | N/A | 161 | 4.7 | 97.0807 | [9 empty] | Data not provided | Data not provided | Data not provided | Data not provided | Data not provided | Data not provided | Data not provided | Data not provided |  | Influent | 3.08 | 8.23 | mg/L | 8.55 | °C | Data not provided | N/A | Data not provided | N/A | 243 | mV | 2215 | µS/cm | None | N/A | Data not provided | Data not provided | Data not provided | Data not provided | Data not provided | Data not provided | Data not provided | Data not provided | The short time period of the study and cold weather/cold influent water appear to have had an overall negative effect on establishing robust microbial communities and sustaining sulfate reduction. | Data not provided | Fresh dairy cow manure should be used rather than horse manure - Dairy manure has been shown to contain higher numbers and diversity of SRB than horse or other manure types. Must have a consistent ethanol dose to the barrels. | Data not provided | Substrate: ChitoRem | Data not provided | Data not provided
Treatability Study Technical Memorandum, Blue Ledge Mine Superfund Site, Siskiyou County, California | BLUE LEDGE MINE | CAN000906063 | N/A | N/A | TSP03 | Post operations | BCR 3 | Passive | Biochemical reactor (BCR) | No pre-treatment | Discharge from reclaimed waste rock pile 1 (WRP1) area (adits, runoff, and groundwater seeps) | N | BCR without pre-treatment | Data not provided | Rogue River – Siskiyou National Forest in Northern California/no constraints noted | Pilot | September - December 2012 | Cadmium | Cd, dissolved | µg/L | N | N/A | 161 | ND | 99.9379 | [9 empty] | Data not provided | Data not provided | Data not provided | Data not provided | Data not provided | Data not provided | Data not provided | Data not provided |  | Influent | 3.15 | 9.09 | mg/L | 5.76 | °C | Data not provided | N/A | Data not provided | N/A | 260.6 | mV | 2255 | µS/cm | None | N/A | Data not provided | Data not provided | Data not provided | Data not provided | Data not provided | Data not provided | Data not provided | Data not provided | The short time period of the study and cold weather/cold influent water appear to have had an overall negative effect on establishing robust microbial communities and sustaining sulfate reduction. | Data not provided | Fresh dairy cow manure should be used rather than horse manure - Dairy manure has been shown to contain higher numbers and diversity of SRB than horse or other manure types. Must have a consistent ethanol dose to the barrels. | Data not provided | Substrate: ChitoRem | Data not provided | Data not provided | ND = non - detect (< 0.2)
Treatability Study Technical Memorandum, Blue Ledge Mine Superfund Site, Siskiyou County, California | BLUE LEDGE MINE | CAN000906063 | N/A | N/A | TSP03 | Post operations | BCR 3 | Passive | Biochemical reactor (BCR) | No pre-treatment | Discharge from reclaimed waste rock pile 1 (WRP1) area (adits, runoff, and groundwater seeps) | N | BCR without pre-treatment | Data not provided | Rogue River – Siskiyou National Forest in Northern California/no constraints noted | Pilot | September - December 2012 | Cadmium | Cd, total | µg/L | N | N/A |  |  |  | 66 | ND | 99.2424 | [6 empty] | Data not provided | Data not provided | Data not provided | Data not provided | Data not provided | Data not provided | Data not provided | Data not provided |  | Influent | 3.07 | 8.64 | mg/L | 5.49 | °C | Data not provided | N/A | Data not provided | N/A | 515.3 | mV | 561 | µS/cm | None | N/A | Data not provided | Data not provided | Data not provided | Data not provided | Data not provided | Data not provided | Data not provided | Data not provided | The short time period of the study and cold weather/cold influent water appear to have had an overall negative effect on establishing robust microbial communities and sustaining sulfate reduction. | Data not provided | Fresh dairy cow manure should be used rather than horse manure - Dairy manure has been shown to contain higher numbers and diversity of SRB than horse or other manure types. Must have a consistent ethanol dose to the barrels. | Data not provided | Substrate: ChitoRem | Data not provided | Data not provided | ND = non-detect (< 1)
Treatability Study Technical Memorandum, Blue Ledge Mine Superfund Site, Siskiyou County, California | BLUE LEDGE MINE | CAN000906063 | N/A | N/A | TSP03 | Post operations | BCR 3 | Passive | Biochemical reactor (BCR) | No pre-treatment | Discharge from reclaimed waste rock pile 1 (WRP1) area (adits, runoff, and groundwater seeps) | N | BCR without pre-treatment | Data not provided | Rogue River – Siskiyou National Forest in Northern California/no constraints noted | Pilot | September - December 2012 | Cadmium | Cd, dissolved | µg/L | N | N/A |  |  |  | 65.3 | ND | 99.2343 | [6 empty] | Data not provided | Data not provided | Data not provided | Data not provided | Data not provided | Data not provided | Data not provided | Data not provided |  | Influent | 3.07 | 8.64 | mg/L | 5.49 | °C | Data not provided | N/A | Data not provided | N/A | 515.3 | mV | 561 | µS/cm | None | N/A | Data not provided | Data not provided | Data not provided | Data not provided | Data not provided | Data not provided | Data not provided | Data not provided | The short time period of the study and cold weather/cold influent water appear to have had an overall negative effect on establishing robust microbial communities and sustaining sulfate reduction. | Data not provided | Fresh dairy cow manure should be used rather than horse manure - Dairy manure has been shown to contain higher numbers and diversity of SRB than horse or other manure types. Must have a consistent ethanol dose to the barrels. | Data not provided | Substrate: ChitoRem | Data not provided | Data not provided | ND = non-detect (< 1)
Treatability Study Technical Memorandum, Blue Ledge Mine Superfund Site, Siskiyou County, California | BLUE LEDGE MINE | CAN000906063 | N/A | N/A | TSP03 | Post operations | BCR 3 | Passive | Biochemical reactor (BCR) | No pre-treatment | Discharge from reclaimed waste rock pile 1 (WRP1) area (adits, runoff, and groundwater seeps) | N | BCR without pre-treatment | Data not provided | Rogue River – Siskiyou National Forest in Northern California/no constraints noted | Pilot | September - December 2012 | Cadmium | Cd, total | µg/L | N | N/A | [6 empty] | 15 | 124 | 87.9032 |  |  |  | Data not provided | Data not provided | Data not provided | Data not provided | Data not provided | Data not provided | Data not provided | Data not provided |  | Effluent | 7.16 | 2.12 | mg/L | 15.37 | °C | Data not provided | N/A | Data not provided | N/A | -107.2 | mV | 29030 | µS/cm | None | N/A | Data not provided | Data not provided | Data not provided | Data not provided | Data not provided | Data not provided | Data not provided | Data not provided | The short time period of the study and cold weather/cold influent water appear to have had an overall negative effect on establishing robust microbial communities and sustaining sulfate reduction. | Data not provided | Fresh dairy cow manure should be used rather than horse manure - Dairy manure has been shown to contain higher numbers and diversity of SRB than horse or other manure types. Must have a consistent ethanol dose to the barrels. | Data not provided | Substrate: ChitoRem | Data not provided | Multiple limits of detection over time of study. Value is the max effluent value not qualified as non-detect. Non-detect value is < 1.
Treatability Study Technical Memorandum, Blue Ledge Mine Superfund Site, Siskiyou County, California | BLUE LEDGE MINE | CAN000906063 | N/A | N/A | TSP03 | Post operations | BCR 3 | Passive | Biochemical reactor (BCR) | No pre-treatment | Discharge from reclaimed waste rock pile 1 (WRP1) area (adits, runoff, and groundwater seeps) | N | BCR without pre-treatment | Data not provided | Rogue River – Siskiyou National Forest in Northern California/no constraints noted | Pilot | September - December 2012 | Cadmium | Cd, dissolved | µg/L | N | N/A | [6 empty] | 14.5 | 121 | 88.0165 |  |  |  | Data not provided | Data not provided | Data not provided | Data not provided | Data not provided | Data not provided | Data not provided | Data not provided | 88–99.9 % | Effluent | 7.16 | 2.12 | mg/L | 15.37 | °C | Data not provided | N/A | Data not provided | N/A | -107.2 | mV | 29030 | µS/cm | None | N/A | Data not provided | Data not provided | Data not provided | Data not provided | Data not provided | Data not provided | Y | 0.25 ug/L screening level based on Freshwater National Recommended Water Quality Criteria (NRWQC) criterion continuous concentration (CCC) | The short time period of the study and cold weather/cold influent water appear to have had an overall negative effect on establishing robust microbial communities and sustaining sulfate reduction. | Data not provided | Fresh dairy cow manure should be used rather than horse manure - Dairy manure has been shown to contain higher numbers and diversity of SRB than horse or other manure types. Must have a consistent ethanol dose to the barrels. | Data not provided | Substrate: ChitoRem | Data not provided | Multiple limits of detection over time of study. Value is the max effluent value not qualified as non-detect. Range of non-detect values is < 0.2 - < 1.
Treatability Study Technical Memorandum, Blue Ledge Mine Superfund Site, Siskiyou County, California | BLUE LEDGE MINE | CAN000906063 | N/A | N/A | TSP03 | Post operations | BCR 3 | Passive | Biochemical reactor (BCR) | No pre-treatment | Discharge from reclaimed waste rock pile 1 (WRP1) area (adits, runoff, and groundwater seeps) | N | BCR without pre-treatment | Data not provided | Rogue River – Siskiyou National Forest in Northern California/no constraints noted | Pilot | September - December 2012 | Cadmium | Cd, total | µg/L | N | N/A | [9 empty] | 0.3 | 151 | 99.8013 | Data not provided | Data not provided | Data not provided | Data not provided | Data not provided | Data not provided | Data not provided | Data not provided |  | Effluent | 7.37 | 5.28 | mg/L | 5.93 | °C | Data not provided | N/A | Data not provided | N/A | -39.6 | mV | 7189 | µS/cm | None | N/A | Data not provided | Data not provided | Data not provided | Data not provided | Data not provided | Data not provided | Data not provided | Data not provided | The short time period of the study and cold weather/cold influent water appear to have had an overall negative effect on establishing robust microbial communities and sustaining sulfate reduction. | Data not provided | Fresh dairy cow manure should be used rather than horse manure - Dairy manure has been shown to contain higher numbers and diversity of SRB than horse or other manure types. Must have a consistent ethanol dose to the barrels. | Data not provided | Substrate: ChitoRem | Data not provided | Multiple limits of detection over time of study. Value is the min effluent value not qualified as non-detect. Non-detect value is < 1.
Treatability Study Technical Memorandum, Blue Ledge Mine Superfund Site, Siskiyou County, California | BLUE LEDGE MINE | CAN000906063 | N/A | N/A | TSP03 | Post operations | BCR 3 | Passive | Biochemical reactor (BCR) | No pre-treatment | Discharge from reclaimed waste rock pile 1 (WRP1) area (adits, runoff, and groundwater seeps) | N | BCR without pre-treatment | Data not provided | Rogue River – Siskiyou National Forest in Northern California/no constraints noted | Pilot | September - December 2012 | Cadmium | Cd, dissolved | µg/L | N | N/A | [9 empty] | 0.21 | 113 | 99.8142 | Data not provided | Data not provided | Data not provided | Data not provided | Data not provided | Data not provided | Data not provided | Data not provided | 88–99.9 % | Effluent | 7.43 | 4.98 | mg/L | 7.29 | °C | Data not provided | N/A | Data not provided | N/A | -46.55 | mV | 6286 | µS/cm | None | N/A | Data not provided | Data not provided | Data not provided | Data not provided | Data not provided | Data not provided | Y | 0.25 ug/L screening level based on Freshwater National Recommended Water Quality Criteria (NRWQC) criterion continuous concentration (CCC) | The short time period of the study and cold weather/cold influent water appear to have had an overall negative effect on establishing robust microbial communities and sustaining sulfate reduction. | Data not provided | Fresh dairy cow manure should be used rather than horse manure - Dairy manure has been shown to contain higher numbers and diversity of SRB than horse or other manure types. Must have a consistent ethanol dose to the barrels. | Data not provided | Substrate: ChitoRem | Data not provided | Multiple limits of detection over time of study. Value is the min effluent value not qualified as non-detect. Range of non-detect values is < 0.2 - < 1.
Treatability Study Technical Memorandum, Blue Ledge Mine Superfund Site, Siskiyou County, California | BLUE LEDGE MINE | CAN000906063 | N/A | N/A | TSP04 | Post operations | BCR 4 | Passive | Successive alkalinity producing system (SAPS) | Pre-treatment | Discharge from reclaimed waste rock pile 1 (WRP1) area (adits, runoff, and groundwater seeps) | N | Pre-treatment | Data not provided | Rogue River – Siskiyou National Forest in Northern California/no constraints noted | Pilot | September - December 2012 | Cadmium | Cd, total | µg/L | N | N/A | 161 | 6.5 | 95.9627 | [9 empty] | Data not provided | Data not provided | Data not provided | Data not provided | Data not provided | Data not provided | Data not provided | Data not provided |  | Influent | 3.08 | 8.23 | mg/L | 8.55 | °C | Data not provided | N/A | Data not provided | N/A | 243 | mV | 2215 | µS/cm | None | N/A | Data not provided | Data not provided | Data not provided | Data not provided | Data not provided | Data not provided | Data not provided | Data not provided | The short time period of the study and cold weather/cold influent water appear to have had an overall negative effect on establishing robust microbial communities and sustaining sulfate reduction. | Data not provided | Fresh dairy cow manure should be used rather than horse manure - Dairy manure has been shown to contain higher numbers and diversity of SRB than horse or other manure types. Must have a consistent ethanol dose to the barrels. | Data not provided | Successive alkalinity producing system (SAPS) with manure and limestone | Data not provided | Data not provided
Treatability Study Technical Memorandum, Blue Ledge Mine Superfund Site, Siskiyou County, California | BLUE LEDGE MINE | CAN000906063 | N/A | N/A | TSP04 | Post operations | BCR 4 | Passive | Successive alkalinity producing system (SAPS) | Pre-treatment | Discharge from reclaimed waste rock pile 1 (WRP1) area (adits, runoff, and groundwater seeps) | N | Pre-treatment | Data not provided | Rogue River – Siskiyou National Forest in Northern California/no constraints noted | Pilot | September - December 2012 | Cadmium | Cd, dissolved | µg/L | N | N/A | 161 | ND | 99.9379 | [9 empty] | Data not provided | Data not provided | Data not provided | Data not provided | Data not provided | Data not provided | Data not provided | Data not provided |  | Influent | 3.15 | 9.09 | mg/L | 5.76 | °C | Data not provided | N/A | Data not provided | N/A | 260.6 | mV | 2255 | µS/cm | None | N/A | Data not provided | Data not provided | Data not provided | Data not provided | Data not provided | Data not provided | Data not provided | Data not provided | The short time period of the study and cold weather/cold influent water appear to have had an overall negative effect on establishing robust microbial communities and sustaining sulfate reduction. | Data not provided | Fresh dairy cow manure should be used rather than horse manure - Dairy manure has been shown to contain higher numbers and diversity of SRB than horse or other manure types. Must have a consistent ethanol dose to the barrels. | Data not provided | Successive alkalinity producing system (SAPS) with manure and limestone | Data not provided | Data not provided | ND = non-detect (< 0.2)
Treatability Study Technical Memorandum, Blue Ledge Mine Superfund Site, Siskiyou County, California | BLUE LEDGE MINE | CAN000906063 | N/A | N/A | TSP04 | Post operations | BCR 4 | Passive | Successive alkalinity producing system (SAPS) | Pre-treatment | Discharge from reclaimed waste rock pile 1 (WRP1) area (adits, runoff, and groundwater seeps) | N | Pre-treatment | Data not provided | Rogue River – Siskiyou National Forest in Northern California/no constraints noted | Pilot | September - December 2012 | Cadmium | Cd, total | µg/L | N | N/A |  |  |  | 66 | ND | 99.2424 | [6 empty] | Data not provided | Data not provided | Data not provided | Data not provided | Data not provided | Data not provided | Data not provided | Data not provided |  | Influent | 3.07 | 8.64 | mg/L | 5.49 | °C | Data not provided | N/A | Data not provided | N/A | 515.3 | mV | 561 | µS/cm | None | N/A | Data not provided | Data not provided | Data not provided | Data not provided | Data not provided | Data not provided | Data not provided | Data not provided | The short time period of the study and cold weather/cold influent water appear to have had an overall negative effect on establishing robust microbial communities and sustaining sulfate reduction. | Data not provided | Fresh dairy cow manure should be used rather than horse manure - Dairy manure has been shown to contain higher numbers and diversity of SRB than horse or other manure types. Must have a consistent ethanol dose to the barrels. | Data not provided | Successive alkalinity producing system (SAPS) with manure and limestone | Data not provided | Data not provided | ND = non-detect (< 1)
Treatability Study Technical Memorandum, Blue Ledge Mine Superfund Site, Siskiyou County, California | BLUE LEDGE MINE | CAN000906063 | N/A | N/A | TSP04 | Post operations | BCR 4 | Passive | Successive alkalinity producing system (SAPS) | Pre-treatment | Discharge from reclaimed waste rock pile 1 (WRP1) area (adits, runoff, and groundwater seeps) | N | Pre-treatment | Data not provided | Rogue River – Siskiyou National Forest in Northern California/no constraints noted | Pilot | September - December 2012 | Cadmium | Cd, dissolved | µg/L | N | N/A |  |  |  | 65.3 | ND | 98.4686 | [6 empty] | Data not provided | Data not provided | Data not provided | Data not provided | Data not provided | Data not provided | Data not provided | Data not provided |  | Influent | 3.07 | 8.64 | mg/L | 5.49 | °C | Data not provided | N/A | Data not provided | N/A | 515.3 | mV | 561 | µS/cm | None | N/A | Data not provided | Data not provided | Data not provided | Data not provided | Data not provided | Data not provided | Data not provided | Data not provided | The short time period of the study and cold weather/cold influent water appear to have had an overall negative effect on establishing robust microbial communities and sustaining sulfate reduction. | Data not provided | Fresh dairy cow manure should be used rather than horse manure - Dairy manure has been shown to contain higher numbers and diversity of SRB than horse or other manure types. Must have a consistent ethanol dose to the barrels. | Data not provided | Successive alkalinity producing system (SAPS) with manure and limestone | Data not provided | Data not provided | ND = non-detect (< 2)
Treatability Study Technical Memorandum, Blue Ledge Mine Superfund Site, Siskiyou County, California | BLUE LEDGE MINE | CAN000906063 | N/A | N/A | TSP04 | Post operations | BCR 4 | Passive | Successive alkalinity producing system (SAPS) | Pre-treatment | Discharge from reclaimed waste rock pile 1 (WRP1) area (adits, runoff, and groundwater seeps) | N | Pre-treatment | Data not provided | Rogue River – Siskiyou National Forest in Northern California/no constraints noted | Pilot | September - December 2012 | Cadmium | Cd, total | µg/L | N | N/A | [6 empty] | 7.5 | 124 | 93.9516 |  |  |  | Data not provided | Data not provided | Data not provided | Data not provided | Data not provided | Data not provided | Data not provided | Data not provided |  | Effluent | 7.15 | 4.64 | mg/L | 15.84 | °C | Data not provided | N/A | Data not provided | N/A | -24 | mV | 2969 | µS/cm | None | N/A | Data not provided | Data not provided | Data not provided | Data not provided | Data not provided | Data not provided | Data not provided | Data not provided | The short time period of the study and cold weather/cold influent water appear to have had an overall negative effect on establishing robust microbial communities and sustaining sulfate reduction. | Data not provided | Fresh dairy cow manure should be used rather than horse manure - Dairy manure has been shown to contain higher numbers and diversity of SRB than horse or other manure types. Must have a consistent ethanol dose to the barrels. | Data not provided | Successive alkalinity producing system (SAPS) with manure and limestone | Data not provided | Multiple limits of detection over time of study. Value is the max effluent value not qualified as non-detect. Non-detect value is < 1.
Treatability Study Technical Memorandum, Blue Ledge Mine Superfund Site, Siskiyou County, California | BLUE LEDGE MINE | CAN000906063 | N/A | N/A | TSP04 | Post operations | BCR 4 | Passive | Successive alkalinity producing system (SAPS) | Pre-treatment | Discharge from reclaimed waste rock pile 1 (WRP1) area (adits, runoff, and groundwater seeps) | N | Pre-treatment | Data not provided | Rogue River – Siskiyou National Forest in Northern California/no constraints noted | Pilot | September - December 2012 | Cadmium | Cd, dissolved | µg/L | N | N/A | [6 empty] | 5.6 | 159 | 96.478 |  |  |  | Data not provided | Data not provided | Data not provided | Data not provided | Data not provided | Data not provided | Data not provided | Data not provided | 96.5–99.9 % | Effluent | 6.81 | 0.83 | mg/L | 10.93 | °C | Data not provided | N/A | Data not provided | N/A | -171.6 | mV | 2865 | µS/cm | None | N/A | Data not provided | Data not provided | Data not provided | Data not provided | Data not provided | Data not provided | Y | 0.25 ug/L screening level based on Freshwater National Recommended Water Quality Criteria (NRWQC) criterion continuous concentration (CCC) | The short time period of the study and cold weather/cold influent water appear to have had an overall negative effect on establishing robust microbial communities and sustaining sulfate reduction. | Data not provided | Fresh dairy cow manure should be used rather than horse manure - Dairy manure has been shown to contain higher numbers and diversity of SRB than horse or other manure types. Must have a consistent ethanol dose to the barrels. | Data not provided | Successive alkalinity producing system (SAPS) with manure and limestone | Data not provided | Multiple limits of detection over time of study. Value is the max effluent value not qualified as non-detect. Range of non-detect values is < 0.2 - < 1.
Treatability Study Technical Memorandum, Blue Ledge Mine Superfund Site, Siskiyou County, California | BLUE LEDGE MINE | CAN000906063 | N/A | N/A | TSP04 | Post operations | BCR 4 | Passive | Successive alkalinity producing system (SAPS) | Pre-treatment | Discharge from reclaimed waste rock pile 1 (WRP1) area (adits, runoff, and groundwater seeps) | N | Pre-treatment | Data not provided | Rogue River – Siskiyou National Forest in Northern California/no constraints noted | Pilot | September - December 2012 | Cadmium | Cd, total | µg/L | N | N/A | [9 empty] | 0.55 | 142–143 | 99.6 - 99.6 | Data not provided | Data not provided | Data not provided | Data not provided | Data not provided | Data not provided | Data not provided | Data not provided |  | Effluent | 7.13–7.2 | 2.37–4.87 | mg/L | 9.45–10.6 | °C | Data not provided | N/A | Data not provided | N/A | (-)39.3–50.7 | mV | 1,164–1,990 | µS/cm | None | N/A | Data not provided | Data not provided | Data not provided | Data not provided | Data not provided | Data not provided | Data not provided | Data not provided | The short time period of the study and cold weather/cold influent water appear to have had an overall negative effect on establishing robust microbial communities and sustaining sulfate reduction. | Data not provided | Fresh dairy cow manure should be used rather than horse manure - Dairy manure has been shown to contain higher numbers and diversity of SRB than horse or other manure types. Must have a consistent ethanol dose to the barrels. | Data not provided | Successive alkalinity producing system (SAPS) with manure and limestone | Data not provided | Multiple limits of detection over time of study. Value is the min effluent value not qualified as non-detect. Non-detect value is < 1.
Treatability Study Technical Memorandum, Blue Ledge Mine Superfund Site, Siskiyou County, California | BLUE LEDGE MINE | CAN000906063 | N/A | N/A | TSP04 | Post operations | BCR 4 | Passive | Successive alkalinity producing system (SAPS) | Pre-treatment | Discharge from reclaimed waste rock pile 1 (WRP1) area (adits, runoff, and groundwater seeps) | N | Pre-treatment | Data not provided | Rogue River – Siskiyou National Forest in Northern California/no constraints noted | Pilot | September - December 2012 | Cadmium | Cd, dissolved | µg/L | N | N/A | [9 empty] | 0.7 | 113 | 99.3805 | Data not provided | Data not provided | Data not provided | Data not provided | Data not provided | Data not provided | Data not provided | Data not provided | 96.5–99.9 % | Effluent | 7.06 | 4.78 | mg/L | 6.28 | °C | Data not provided | N/A | Data not provided | N/A | -60 | mV | 1996 | µS/cm | None | N/A | Data not provided | Data not provided | Data not provided | Data not provided | Data not provided | Data not provided | Y | 0.25 ug/L screening level based on Freshwater National Recommended Water Quality Criteria (NRWQC) criterion continuous concentration (CCC) | The short time period of the study and cold weather/cold influent water appear to have had an overall negative effect on establishing robust microbial communities and sustaining sulfate reduction. | Data not provided | Fresh dairy cow manure should be used rather than horse manure - Dairy manure has been shown to contain higher numbers and diversity of SRB than horse or other manure types. Must have a consistent ethanol dose to the barrels. | Data not provided | Successive alkalinity producing system (SAPS) with manure and limestone | Data not provided | Multiple limits of detection over time of study. Value is the min effluent value not qualified as non-detect. Range of non-detect values is < 0.2 - < 1.
Treatability Study Technical Memorandum, Blue Ledge Mine Superfund Site, Siskiyou County, California | BLUE LEDGE MINE | CAN000906063 | N/A | N/A | TSP05 | Post operations | BCR 5 | Passive | Successive alkalinity producing system (SAPS) | Pre-treatment | Discharge from reclaimed waste rock pile 1 (WRP1) area (adits, runoff, and groundwater seeps) | N | Pre-treatment | Data not provided | Rogue River – Siskiyou National Forest in Northern California/no constraints noted | Pilot | September - December 2012 | Cadmium | Cd, total | µg/L | N | N/A | 161 | ND | 99.3789 | [9 empty] | Data not provided | Data not provided | Data not provided | Data not provided | Data not provided | Data not provided | Data not provided | Data not provided |  | Influent | 3.08 | 8.23 | mg/L | 8.55 | °C | Data not provided | N/A | Data not provided | N/A | 243 | mV | 2215 | µS/cm | None | N/A | Data not provided | Data not provided | Data not provided | Data not provided | Data not provided | Data not provided | Data not provided | Data not provided | The short time period of the study and cold weather/cold influent water appear to have had an overall negative effect on establishing robust microbial communities and sustaining sulfate reduction. | Data not provided | Fresh dairy cow manure should be used rather than horse manure - Dairy manure has been shown to contain higher numbers and diversity of SRB than horse or other manure types. Must have a consistent ethanol dose to the barrels. | Data not provided | Same as BCR 4 with the addition of ethanol. Successive alkalinity producing system (SAPS) with manure and limestone | Data not provided | Data not provided | ND = Non-detect (< 2)
Treatability Study Technical Memorandum, Blue Ledge Mine Superfund Site, Siskiyou County, California | BLUE LEDGE MINE | CAN000906063 | N/A | N/A | TSP05 | Post operations | BCR 5 | Passive | Successive alkalinity producing system (SAPS) | Pre-treatment | Discharge from reclaimed waste rock pile 1 (WRP1) area (adits, runoff, and groundwater seeps) | N | Pre-treatment | Data not provided | Rogue River – Siskiyou National Forest in Northern California/no constraints noted | Pilot | September - December 2012 | Cadmium | Cd, dissolved | µg/L | N | N/A | 161 | 0.37 | 99.7702 | [9 empty] | Data not provided | Data not provided | Data not provided | Data not provided | Data not provided | Data not provided | Data not provided | Data not provided |  | Influent | 3.15 | 9.09 | mg/L | 5.76 | °C | Data not provided | N/A | Data not provided | N/A | 260.6 | mV | 2255 | µS/cm | None | N/A | Data not provided | Data not provided | Data not provided | Data not provided | Data not provided | Data not provided | Data not provided | Data not provided | The short time period of the study and cold weather/cold influent water appear to have had an overall negative effect on establishing robust microbial communities and sustaining sulfate reduction. | Data not provided | Fresh dairy cow manure should be used rather than horse manure - Dairy manure has been shown to contain higher numbers and diversity of SRB than horse or other manure types. Must have a consistent ethanol dose to the barrels. | Data not provided | Same as BCR 4 with the addition of ethanol. Successive alkalinity producing system (SAPS) with manure and limestone | Data not provided | Data not provided
Treatability Study Technical Memorandum, Blue Ledge Mine Superfund Site, Siskiyou County, California | BLUE LEDGE MINE | CAN000906063 | N/A | N/A | TSP05 | Post operations | BCR 5 | Passive | Successive alkalinity producing system (SAPS) | Pre-treatment | Discharge from reclaimed waste rock pile 1 (WRP1) area (adits, runoff, and groundwater seeps) | N | Pre-treatment | Data not provided | Rogue River – Siskiyou National Forest in Northern California/no constraints noted | Pilot | September - December 2012 | Cadmium | Cd, total | µg/L | N | N/A |  |  |  | 66 | 6.6 | 90 | [6 empty] | Data not provided | Data not provided | Data not provided | Data not provided | Data not provided | Data not provided | Data not provided | Data not provided |  | Influent | 3.07 | 8.64 | mg/L | 5.49 | °C | Data not provided | N/A | Data not provided | N/A | 515.3 | mV | 561 | µS/cm | None | N/A | Data not provided | Data not provided | Data not provided | Data not provided | Data not provided | Data not provided | Data not provided | Data not provided | The short time period of the study and cold weather/cold influent water appear to have had an overall negative effect on establishing robust microbial communities and sustaining sulfate reduction. | Data not provided | Fresh dairy cow manure should be used rather than horse manure - Dairy manure has been shown to contain higher numbers and diversity of SRB than horse or other manure types. Must have a consistent ethanol dose to the barrels. | Data not provided | Same as BCR 4 with the addition of ethanol. Successive alkalinity producing system (SAPS) with manure and limestone | Data not provided | Data not provided
Treatability Study Technical Memorandum, Blue Ledge Mine Superfund Site, Siskiyou County, California | BLUE LEDGE MINE | CAN000906063 | N/A | N/A | TSP05 | Post operations | BCR 5 | Passive | Successive alkalinity producing system (SAPS) | Pre-treatment | Discharge from reclaimed waste rock pile 1 (WRP1) area (adits, runoff, and groundwater seeps) | N | Pre-treatment | Data not provided | Rogue River – Siskiyou National Forest in Northern California/no constraints noted | Pilot | September - December 2012 | Cadmium | Cd, dissolved | µg/L | N | N/A |  |  |  | 65.3 | 2.3 | 96.4778 | [6 empty] | Data not provided | Data not provided | Data not provided | Data not provided | Data not provided | Data not provided | Data not provided | Data not provided |  | Influent | 3.07 | 8.64 | mg/L | 5.49 | °C | Data not provided | N/A | Data not provided | N/A | 515.3 | mV | 561 | µS/cm | None | N/A | Data not provided | Data not provided | Data not provided | Data not provided | Data not provided | Data not provided | Data not provided | Data not provided | The short time period of the study and cold weather/cold influent water appear to have had an overall negative effect on establishing robust microbial communities and sustaining sulfate reduction. | Data not provided | Fresh dairy cow manure should be used rather than horse manure - Dairy manure has been shown to contain higher numbers and diversity of SRB than horse or other manure types. Must have a consistent ethanol dose to the barrels. | Data not provided | Same as BCR 4 with the addition of ethanol. Successive alkalinity producing system (SAPS) with manure and limestone | Data not provided | Data not provided
Treatability Study Technical Memorandum, Blue Ledge Mine Superfund Site, Siskiyou County, California | BLUE LEDGE MINE | CAN000906063 | N/A | N/A | TSP05 | Post operations | BCR 5 | Passive | Successive alkalinity producing system (SAPS) | Pre-treatment | Discharge from reclaimed waste rock pile 1 (WRP1) area (adits, runoff, and groundwater seeps) | N | Pre-treatment | Data not provided | Rogue River – Siskiyou National Forest in Northern California/no constraints noted | Pilot | September - December 2012 | Cadmium | Cd, total | µg/L | N | N/A | [6 empty] | 16.3 | 143 | 88.6014 |  |  |  | Data not provided | Data not provided | Data not provided | Data not provided | Data not provided | Data not provided | Data not provided | Data not provided |  | Effluent | 6.28 | 3.61 | mg/L | 9.41 | °C | Data not provided | N/A | Data not provided | N/A | 3.4 | mV | 2129 | µS/cm | None | N/A | Data not provided | Data not provided | Data not provided | Data not provided | Data not provided | Data not provided | Data not provided | Data not provided | The short time period of the study and cold weather/cold influent water appear to have had an overall negative effect on establishing robust microbial communities and sustaining sulfate reduction. | Data not provided | Fresh dairy cow manure should be used rather than horse manure - Dairy manure has been shown to contain higher numbers and diversity of SRB than horse or other manure types. Must have a consistent ethanol dose to the barrels. | Data not provided | Same as BCR 4 with the addition of ethanol. Successive alkalinity producing system (SAPS) with manure and limestone | Data not provided | Multiple limits of detection over time of study. Value is the max effluent value not qualified as non-detect. Non-detect value is < 2.
Treatability Study Technical Memorandum, Blue Ledge Mine Superfund Site, Siskiyou County, California | BLUE LEDGE MINE | CAN000906063 | N/A | N/A | TSP05 | Post operations | BCR 5 | Passive | Successive alkalinity producing system (SAPS) | Pre-treatment | Discharge from reclaimed waste rock pile 1 (WRP1) area (adits, runoff, and groundwater seeps) | N | Pre-treatment | Data not provided | Rogue River – Siskiyou National Forest in Northern California/no constraints noted | Pilot | September - December 2012 | Cadmium | Cd, dissolved | µg/L | N | N/A | [6 empty] | 12.1 | 143 | 91.5385 |  |  |  | Data not provided | Data not provided | Data not provided | Data not provided | Data not provided | Data not provided | Data not provided | Data not provided | 91.3–99.8 % | Effluent | 6.28 | 3.61 | mg/L | 9.41 | °C | Data not provided | N/A | Data not provided | N/A | 3.4 | mV | 2129 | µS/cm | None | N/A | Data not provided | Data not provided | Data not provided | Data not provided | Data not provided | Data not provided | N | 0.25 ug/L screening level based on Freshwater National Recommended Water Quality Criteria (NRWQC) criterion continuous concentration (CCC) | The short time period of the study and cold weather/cold influent water appear to have had an overall negative effect on establishing robust microbial communities and sustaining sulfate reduction. | Data not provided | Fresh dairy cow manure should be used rather than horse manure - Dairy manure has been shown to contain higher numbers and diversity of SRB than horse or other manure types. Must have a consistent ethanol dose to the barrels. | Data not provided | Same as BCR 4 with the addition of ethanol. Successive alkalinity producing system (SAPS) with manure and limestone | Data not provided | Multiple limits of detection over time of study. Value is the max effluent value not qualified as non-detect. Range of non-detect values is < 1 - < 2.
Treatability Study Technical Memorandum, Blue Ledge Mine Superfund Site, Siskiyou County, California | BLUE LEDGE MINE | CAN000906063 | N/A | N/A | TSP05 | Post operations | BCR 5 | Passive | Successive alkalinity producing system (SAPS) | Pre-treatment | Discharge from reclaimed waste rock pile 1 (WRP1) area (adits, runoff, and groundwater seeps) | N | Pre-treatment | Data not provided | Rogue River – Siskiyou National Forest in Northern California/no constraints noted | Pilot | September - December 2012 | Cadmium | Cd, total | µg/L | N | N/A | [9 empty] | 1.9 | 123 | 98.4553 | Data not provided | Data not provided | Data not provided | Data not provided | Data not provided | Data not provided | Data not provided | Data not provided |  | Effluent | Data not provided | 3.37 | mg/L | 6.39 | °C | Data not provided | N/A | Data not provided | N/A | -71.7 | mV | 2391 | µS/cm | None | N/A | Data not provided | Data not provided | Data not provided | Data not provided | Data not provided | Data not provided | Data not provided | Data not provided | The short time period of the study and cold weather/cold influent water appear to have had an overall negative effect on establishing robust microbial communities and sustaining sulfate reduction. | Data not provided | Fresh dairy cow manure should be used rather than horse manure - Dairy manure has been shown to contain higher numbers and diversity of SRB than horse or other manure types. Must have a consistent ethanol dose to the barrels. | Data not provided | Same as BCR 4 with the addition of ethanol. Successive alkalinity producing system (SAPS) with manure and limestone | Data not provided | Multiple limits of detection over time of study. Value is the min effluent value not qualified as non-detect. Non-detect value is < 2.
Treatability Study Technical Memorandum, Blue Ledge Mine Superfund Site, Siskiyou County, California | BLUE LEDGE MINE | CAN000906063 | N/A | N/A | TSP05 | Post operations | BCR 5 | Passive | Successive alkalinity producing system (SAPS) | Pre-treatment | Discharge from reclaimed waste rock pile 1 (WRP1) area (adits, runoff, and groundwater seeps) | N | Pre-treatment | Data not provided | Rogue River – Siskiyou National Forest in Northern California/no constraints noted | Pilot | September - December 2012 | Cadmium | Cd, dissolved | µg/L | N | N/A | [9 empty] | 0.13 | 69.4 | 99.8127 | Data not provided | Data not provided | Data not provided | Data not provided | Data not provided | Data not provided | Data not provided | Data not provided | 91.3–99.8 % | Effluent | 6.55 | 1.22 | mg/L | 4.74 | °C | Data not provided | N/A | Data not provided | N/A | -201.9 | mV | 683 | µS/cm | None | N/A | Data not provided | Data not provided | Data not provided | Data not provided | Data not provided | Data not provided | N | 0.25 ug/L screening level based on Freshwater National Recommended Water Quality Criteria (NRWQC) criterion continuous concentration (CCC) | The short time period of the study and cold weather/cold influent water appear to have had an overall negative effect on establishing robust microbial communities and sustaining sulfate reduction. | Data not provided | Fresh dairy cow manure should be used rather than horse manure - Dairy manure has been shown to contain higher numbers and diversity of SRB than horse or other manure types. Must have a consistent ethanol dose to the barrels. | Data not provided | Same as BCR 4 with the addition of ethanol. Successive alkalinity producing system (SAPS) with manure and limestone | Data not provided | Multiple limits of detection over time of study. Value is the min effluent value not qualified as non-detect. Range of non-detect values is < 1 - < 2.
Treatability Study Technical Memorandum, Blue Ledge Mine Superfund Site, Siskiyou County, California | BLUE LEDGE MINE | CAN000906063 | N/A | N/A | TSP01 | Post operations | BCR 1 | Passive | Biochemical reactor (BCR) | No pre-treatment | Discharge from reclaimed waste rock pile 1 (WRP1) area (adits, runoff, and groundwater seeps) | N | BCR without pre-treatment | Data not provided | Rogue River – Siskiyou National Forest in Northern California/no constraints noted | Pilot | September - December 2012 | Chloride | Cl | mg/L | N | N/A | ND | 0.76–380 | Not Applicable | [9 empty] | Data not provided | Data not provided | Data not provided | Data not provided | Data not provided | Data not provided | Data not provided | Data not provided |  | Influent (range for the period of record) | 2.87–3.24 | 8.22–10.72 | mg/L | 3.83–11.45 | °C | Data not provided | N/A | Data not provided | N/A | 222–515.3 | mV | 561–2,255 | µS/cm | None | N/A | Data not provided | Data not provided | Data not provided | Data not provided | Data not provided | Data not provided | Data not provided | Data not provided | The short time period of the study and cold weather/cold influent water appear to have had an overall negative effect on establishing robust microbial communities and sustaining sulfate reduction. | Data not provided | Fresh dairy cow manure should be used rather than horse manure - Dairy manure has been shown to contain higher numbers and diversity of SRB than horse or other manure types. Must have a consistent ethanol dose to the barrels. | Data not provided | Substrate: standard wood based substrate (wood chips and sawdust) | Data not provided | All influent is below the detection limit. Multiple limits of detection over time of study. Values are the range of effluent values not qualified as non-detect. Non-detect value is < 10. | ND = non-detect. Values presented as a range to reflect more than one day with the same influent.
Treatability Study Technical Memorandum, Blue Ledge Mine Superfund Site, Siskiyou County, California | BLUE LEDGE MINE | CAN000906063 | N/A | N/A | TSP01 | Post operations | BCR 1 | Passive | Biochemical reactor (BCR) | No pre-treatment | Discharge from reclaimed waste rock pile 1 (WRP1) area (adits, runoff, and groundwater seeps) | N | BCR without pre-treatment | Data not provided | Rogue River – Siskiyou National Forest in Northern California/no constraints noted | Pilot | September - December 2012 | Chloride | Cl | mg/L | N | N/A |  |  |  | ND | 0.76–380 | Not Applicable | [6 empty] | Data not provided | Data not provided | Data not provided | Data not provided | Data not provided | Data not provided | Data not provided | Data not provided |  | Influent (range for the period of record) | 2.87–3.24 | 8.22–10.72 | mg/L | 3.83–11.45 | °C | Data not provided | N/A | Data not provided | N/A | 222–515.3 | mV | 561–2,255 | µS/cm | None | N/A | Data not provided | Data not provided | Data not provided | Data not provided | Data not provided | Data not provided | Data not provided | Data not provided | The short time period of the study and cold weather/cold influent water appear to have had an overall negative effect on establishing robust microbial communities and sustaining sulfate reduction. | Data not provided | Fresh dairy cow manure should be used rather than horse manure - Dairy manure has been shown to contain higher numbers and diversity of SRB than horse or other manure types. Must have a consistent ethanol dose to the barrels. | Data not provided | Substrate: standard wood based substrate (wood chips and sawdust) | Data not provided | All influent is below the detection limit. Multiple limits of detection over time of study. Values are the range of effluent values not qualified as non-detect. Non-detect value is < 10. | ND = non-detect. Values presented as a range to reflect more than one day with the same influent.
Treatability Study Technical Memorandum, Blue Ledge Mine Superfund Site, Siskiyou County, California | BLUE LEDGE MINE | CAN000906063 | N/A | N/A | TSP01 | Post operations | BCR 1 | Passive | Biochemical reactor (BCR) | No pre-treatment | Discharge from reclaimed waste rock pile 1 (WRP1) area (adits, runoff, and groundwater seeps) | N | BCR without pre-treatment | Data not provided | Rogue River – Siskiyou National Forest in Northern California/no constraints noted | Pilot | September - December 2012 | Chloride | Cl | mg/L | N | N/A | [6 empty] | 380 | < 1 | Not Applicable |  |  |  | Data not provided | Data not provided | Data not provided | Data not provided | Data not provided | Data not provided | Data not provided | Data not provided |  | Effluent | 5.77 | 8.05 | mg/L | 14.73 | °C | Data not provided | N/A | Data not provided | N/A | 249.4 | mV | 2656 | µS/cm | None | N/A | Data not provided | Data not provided | Data not provided | Data not provided | Data not provided | Data not provided | Data not provided | Data not provided | The short time period of the study and cold weather/cold influent water appear to have had an overall negative effect on establishing robust microbial communities and sustaining sulfate reduction. | Data not provided | Fresh dairy cow manure should be used rather than horse manure - Dairy manure has been shown to contain higher numbers and diversity of SRB than horse or other manure types. Must have a consistent ethanol dose to the barrels. | Data not provided | Substrate: standard wood based substrate (wood chips and sawdust) | Data not provided | All influent is below the detection limit. Multiple limits of detection over time of study. Value is the max effluent value not qualified as non-detect. Non-detect value is < 10. | ND = non-detect
Treatability Study Technical Memorandum, Blue Ledge Mine Superfund Site, Siskiyou County, California | BLUE LEDGE MINE | CAN000906063 | N/A | N/A | TSP01 | Post operations | BCR 1 | Passive | Biochemical reactor (BCR) | No pre-treatment | Discharge from reclaimed waste rock pile 1 (WRP1) area (adits, runoff, and groundwater seeps) | N | BCR without pre-treatment | Data not provided | Rogue River – Siskiyou National Forest in Northern California/no constraints noted | Pilot | September - December 2012 | Chloride | Cl | mg/L | N | N/A | [9 empty] | 0.76 | < 1 | Not Applicable | Data not provided | Data not provided | Data not provided | Data not provided | Data not provided | Data not provided | Data not provided | Data not provided |  | Effluent | 6.57 | 3 | mg/L | 7.44 | °C | Data not provided | N/A | Data not provided | N/A | 67.8 | mV | 2129 | µS/cm | None | N/A | Data not provided | Data not provided | Data not provided | Data not provided | Data not provided | Data not provided | Data not provided | Data not provided | The short time period of the study and cold weather/cold influent water appear to have had an overall negative effect on establishing robust microbial communities and sustaining sulfate reduction. | Data not provided | Fresh dairy cow manure should be used rather than horse manure - Dairy manure has been shown to contain higher numbers and diversity of SRB than horse or other manure types. Must have a consistent ethanol dose to the barrels. | Data not provided | Substrate: standard wood based substrate (wood chips and sawdust) | Data not provided | All influent is below the detection limit. Multiple limits of detection over time of study. Value is the min effluent value not qualified as non-detect. Non-detect value is < 10. | ND = non-detect
Treatability Study Technical Memorandum, Blue Ledge Mine Superfund Site, Siskiyou County, California | BLUE LEDGE MINE | CAN000906063 | N/A | N/A | TSP02 | Post operations | BCR 2 | Passive | Biochemical reactor (BCR) | No pre-treatment | Discharge from reclaimed waste rock pile 1 (WRP1) area (adits, runoff, and groundwater seeps) | N | BCR without pre-treatment | Data not provided | Rogue River – Siskiyou National Forest in Northern California/no constraints noted | Pilot | September - December 2012 | Chloride | Cl | mg/L | N | N/A | ND | 0.56–310 | Not Applicable | [9 empty] | Data not provided | Data not provided | Data not provided | Data not provided | Data not provided | Data not provided | Data not provided | Data not provided |  | Influent (range for the period of record) | 2.87–3.24 | 8.22–10.72 | mg/L | 3.83–11.45 | °C | Data not provided | N/A | Data not provided | N/A | 222–515.3 | mV | 561–2,255 | µS/cm | None | N/A | Data not provided | Data not provided | Data not provided | Data not provided | Data not provided | Data not provided | Data not provided | Data not provided | The short time period of the study and cold weather/cold influent water appear to have had an overall negative effect on establishing robust microbial communities and sustaining sulfate reduction. | Data not provided | Fresh dairy cow manure should be used rather than horse manure - Dairy manure has been shown to contain higher numbers and diversity of SRB than horse or other manure types. Must have a consistent ethanol dose to the barrels. | Data not provided | Substrate: standard wood based substrate (wood chips and sawdust) with compost (horse manure) | Data not provided | All influent is below the detection limit. Detection limit value is < 1. | ND = non-detect. Values presented as a range to reflect more than one day with the same influent.
Treatability Study Technical Memorandum, Blue Ledge Mine Superfund Site, Siskiyou County, California | BLUE LEDGE MINE | CAN000906063 | N/A | N/A | TSP02 | Post operations | BCR 2 | Passive | Biochemical reactor (BCR) | No pre-treatment | Discharge from reclaimed waste rock pile 1 (WRP1) area (adits, runoff, and groundwater seeps) | N | BCR without pre-treatment | Data not provided | Rogue River – Siskiyou National Forest in Northern California/no constraints noted | Pilot | September - December 2012 | Chloride | Cl | mg/L | N | N/A |  |  |  | ND | 0.56–310 | Not Applicable | [6 empty] | Data not provided | Data not provided | Data not provided | Data not provided | Data not provided | Data not provided | Data not provided | Data not provided |  | Influent (range for the period of record) | 2.87–3.24 | 8.22–10.72 | mg/L | 3.83–11.45 | °C | Data not provided | N/A | Data not provided | N/A | 222–515.3 | mV | 561–2,255 | µS/cm | None | N/A | Data not provided | Data not provided | Data not provided | Data not provided | Data not provided | Data not provided | Data not provided | Data not provided | The short time period of the study and cold weather/cold influent water appear to have had an overall negative effect on establishing robust microbial communities and sustaining sulfate reduction. | Data not provided | Fresh dairy cow manure should be used rather than horse manure - Dairy manure has been shown to contain higher numbers and diversity of SRB than horse or other manure types. Must have a consistent ethanol dose to the barrels. | Data not provided | Substrate: standard wood based substrate (wood chips and sawdust) with compost (horse manure) | Data not provided | All influent is below the detection limit. Detection limit value is < 1. | ND = non-detect. Values presented as a range to reflect more than one day with the same influent.
Treatability Study Technical Memorandum, Blue Ledge Mine Superfund Site, Siskiyou County, California | BLUE LEDGE MINE | CAN000906063 | N/A | N/A | TSP02 | Post operations | BCR 2 | Passive | Biochemical reactor (BCR) | No pre-treatment | Discharge from reclaimed waste rock pile 1 (WRP1) area (adits, runoff, and groundwater seeps) | N | BCR without pre-treatment | Data not provided | Rogue River – Siskiyou National Forest in Northern California/no constraints noted | Pilot | September - December 2012 | Chloride | Cl | mg/L | N | N/A | [6 empty] | 301 | < 1 | Not Applicable |  |  |  | Data not provided | Data not provided | Data not provided | Data not provided | Data not provided | Data not provided | Data not provided | Data not provided |  | Effluent | 5.55 | 5.45 | mg/L | 14.93 | °C | Data not provided | N/A | Data not provided | N/A | 79 | mV | 5425 | µS/cm | None | N/A | Data not provided | Data not provided | Data not provided | Data not provided | Data not provided | Data not provided | Data not provided | Data not provided | The short time period of the study and cold weather/cold influent water appear to have had an overall negative effect on establishing robust microbial communities and sustaining sulfate reduction. | Data not provided | Fresh dairy cow manure should be used rather than horse manure - Dairy manure has been shown to contain higher numbers and diversity of SRB than horse or other manure types. Must have a consistent ethanol dose to the barrels. | Data not provided | Substrate: standard wood based substrate (wood chips and sawdust) with compost (horse manure) | Data not provided | All influent is below the detection limit. Multiple limits of detection over time of study. Value is the max effluent value not qualified as non-detect. Non-detect value is < 10. | ND = non-detect
Treatability Study Technical Memorandum, Blue Ledge Mine Superfund Site, Siskiyou County, California | BLUE LEDGE MINE | CAN000906063 | N/A | N/A | TSP02 | Post operations | BCR 2 | Passive | Biochemical reactor (BCR) | No pre-treatment | Discharge from reclaimed waste rock pile 1 (WRP1) area (adits, runoff, and groundwater seeps) | N | BCR without pre-treatment | Data not provided | Rogue River – Siskiyou National Forest in Northern California/no constraints noted | Pilot | September - December 2012 | Chloride | Cl | mg/L | N | N/A | [9 empty] | 0.56 | < 1 | Not Applicable | Data not provided | Data not provided | Data not provided | Data not provided | Data not provided | Data not provided | Data not provided | Data not provided |  | Effluent | 6.57 | 2.11 | mg/L | 9.17 | °C | Data not provided | N/A | Data not provided | N/A | -85 | mV | 2080 | µS/cm | None | N/A | Data not provided | Data not provided | Data not provided | Data not provided | Data not provided | Data not provided | Data not provided | Data not provided | The short time period of the study and cold weather/cold influent water appear to have had an overall negative effect on establishing robust microbial communities and sustaining sulfate reduction. | Data not provided | Fresh dairy cow manure should be used rather than horse manure - Dairy manure has been shown to contain higher numbers and diversity of SRB than horse or other manure types. Must have a consistent ethanol dose to the barrels. | Data not provided | Substrate: standard wood based substrate (wood chips and sawdust) with compost (horse manure) | Data not provided | All influent is below the detection limit. Multiple limits of detection over time of study. Value is the min effluent value not qualified as non-detect. Non-detect value is < 10. | ND = non-detect
Treatability Study Technical Memorandum, Blue Ledge Mine Superfund Site, Siskiyou County, California | BLUE LEDGE MINE | CAN000906063 | N/A | N/A | TSP03 | Post operations | BCR 3 | Passive | Biochemical reactor (BCR) | No pre-treatment | Discharge from reclaimed waste rock pile 1 (WRP1) area (adits, runoff, and groundwater seeps) | N | BCR without pre-treatment | Data not provided | Rogue River – Siskiyou National Forest in Northern California/no constraints noted | Pilot | September - December 2012 | Chloride | Cl | mg/L | N | N/A | ND | 12–2,000 | Not Applicable | [9 empty] | Data not provided | Data not provided | Data not provided | Data not provided | Data not provided | Data not provided | Data not provided | Data not provided |  | Influent (range for the period of record) | 2.87–3.24 | 8.22–10.72 | mg/L | 3.83–11.45 | °C | Data not provided | N/A | Data not provided | N/A | 222–515.3 | mV | 561–2,255 | µS/cm | None | N/A | Data not provided | Data not provided | Data not provided | Data not provided | Data not provided | Data not provided | Data not provided | Data not provided | The short time period of the study and cold weather/cold influent water appear to have had an overall negative effect on establishing robust microbial communities and sustaining sulfate reduction. | Data not provided | Fresh dairy cow manure should be used rather than horse manure - Dairy manure has been shown to contain higher numbers and diversity of SRB than horse or other manure types. Must have a consistent ethanol dose to the barrels. | Data not provided | Substrate: ChitoRem | Data not provided | All influent is below the detection limit. Detection limit value is < 1. | ND = non-detect. Values presented as a range to reflect more than one day with the same influent.
Treatability Study Technical Memorandum, Blue Ledge Mine Superfund Site, Siskiyou County, California | BLUE LEDGE MINE | CAN000906063 | N/A | N/A | TSP03 | Post operations | BCR 3 | Passive | Biochemical reactor (BCR) | No pre-treatment | Discharge from reclaimed waste rock pile 1 (WRP1) area (adits, runoff, and groundwater seeps) | N | BCR without pre-treatment | Data not provided | Rogue River – Siskiyou National Forest in Northern California/no constraints noted | Pilot | September - December 2012 | Chloride | Cl | mg/L | N | N/A |  |  |  | ND | 12–2,000 | Not Applicable | [6 empty] | Data not provided | Data not provided | Data not provided | Data not provided | Data not provided | Data not provided | Data not provided | Data not provided |  | Influent (range for the period of record) | 2.87–3.24 | 8.22–10.72 | mg/L | 3.83–11.45 | °C | Data not provided | N/A | Data not provided | N/A | 222–515.3 | mV | 561–2,255 | µS/cm | None | N/A | Data not provided | Data not provided | Data not provided | Data not provided | Data not provided | Data not provided | Data not provided | Data not provided | The short time period of the study and cold weather/cold influent water appear to have had an overall negative effect on establishing robust microbial communities and sustaining sulfate reduction. | Data not provided | Fresh dairy cow manure should be used rather than horse manure - Dairy manure has been shown to contain higher numbers and diversity of SRB than horse or other manure types. Must have a consistent ethanol dose to the barrels. | Data not provided | Substrate: ChitoRem | Data not provided | All influent is below the detection limit. Detection limit value is < 1. | ND = non-detect. Values presented as a range to reflect more than one day with the same influent.
Treatability Study Technical Memorandum, Blue Ledge Mine Superfund Site, Siskiyou County, California | BLUE LEDGE MINE | CAN000906063 | N/A | N/A | TSP03 | Post operations | BCR 3 | Passive | Biochemical reactor (BCR) | No pre-treatment | Discharge from reclaimed waste rock pile 1 (WRP1) area (adits, runoff, and groundwater seeps) | N | BCR without pre-treatment | Data not provided | Rogue River – Siskiyou National Forest in Northern California/no constraints noted | Pilot | September - December 2012 | Chloride | Cl | mg/L | N | N/A | [6 empty] | 2000 | < 1 | Not Applicable |  |  |  | Data not provided | Data not provided | Data not provided | Data not provided | Data not provided | Data not provided | Data not provided | Data not provided |  | Effluent | 7.16 | 2.12 | mg/L | 15.37 | °C | Data not provided | N/A | Data not provided | N/A | -107.2 | mV | 29030 | µS/cm | None | N/A | Data not provided | Data not provided | Data not provided | Data not provided | Data not provided | Data not provided | Data not provided | Data not provided | The short time period of the study and cold weather/cold influent water appear to have had an overall negative effect on establishing robust microbial communities and sustaining sulfate reduction. | Data not provided | Fresh dairy cow manure should be used rather than horse manure - Dairy manure has been shown to contain higher numbers and diversity of SRB than horse or other manure types. Must have a consistent ethanol dose to the barrels. | Data not provided | Substrate: ChitoRem | Data not provided | All influent is below the detection limit. Detection limit value is < 1. | ND = non-detect
Treatability Study Technical Memorandum, Blue Ledge Mine Superfund Site, Siskiyou County, California | BLUE LEDGE MINE | CAN000906063 | N/A | N/A | TSP03 | Post operations | BCR 3 | Passive | Biochemical reactor (BCR) | No pre-treatment | Discharge from reclaimed waste rock pile 1 (WRP1) area (adits, runoff, and groundwater seeps) | N | BCR without pre-treatment | Data not provided | Rogue River – Siskiyou National Forest in Northern California/no constraints noted | Pilot | September - December 2012 | Chloride | Cl | mg/L | N | N/A | [9 empty] | 12 | < 1 | Not Applicable | Data not provided | Data not provided | Data not provided | Data not provided | Data not provided | Data not provided | Data not provided | Data not provided |  | Effluent | 7.22 | 1.89 | mg/L | 5.47 | °C | Data not provided | N/A | Data not provided | N/A | -134.2 | mV | 3074 | µS/cm | None | N/A | Data not provided | Data not provided | Data not provided | Data not provided | Data not provided | Data not provided | Data not provided | Data not provided | The short time period of the study and cold weather/cold influent water appear to have had an overall negative effect on establishing robust microbial communities and sustaining sulfate reduction. | Data not provided | Fresh dairy cow manure should be used rather than horse manure - Dairy manure has been shown to contain higher numbers and diversity of SRB than horse or other manure types. Must have a consistent ethanol dose to the barrels. | Data not provided | Substrate: ChitoRem | Data not provided | All influent is below the detection limit. Detection limit value is < 1. | ND = non-detect
Treatability Study Technical Memorandum, Blue Ledge Mine Superfund Site, Siskiyou County, California | BLUE LEDGE MINE | CAN000906063 | N/A | N/A | TSP04 | Post operations | BCR 4 | Passive | Successive alkalinity producing system (SAPS) | Pre-treatment | Discharge from reclaimed waste rock pile 1 (WRP1) area (adits, runoff, and groundwater seeps) | N | Pre-treatment | Data not provided | Rogue River – Siskiyou National Forest in Northern California/no constraints noted | Pilot | September - December 2012 | Chloride | Cl | mg/L | N | N/A | ND | 0.52–110 | Not Applicable | [9 empty] | Data not provided | Data not provided | Data not provided | Data not provided | Data not provided | Data not provided | Data not provided | Data not provided |  | Influent (range for the period of record) | 2.87–3.24 | 8.22–10.72 | mg/L | 3.83–11.45 | °C | Data not provided | N/A | Data not provided | N/A | 222–515.3 | mV | 561–2,255 | µS/cm | None | N/A | Data not provided | Data not provided | Data not provided | Data not provided | Data not provided | Data not provided | Data not provided | Data not provided | The short time period of the study and cold weather/cold influent water appear to have had an overall negative effect on establishing robust microbial communities and sustaining sulfate reduction. | Data not provided | Fresh dairy cow manure should be used rather than horse manure - Dairy manure has been shown to contain higher numbers and diversity of SRB than horse or other manure types. Must have a consistent ethanol dose to the barrels. | Data not provided | Successive alkalinity producing system (SAPS) with manure and limestone | Data not provided | All influent is below the detection limit. Detection limit value is < 1. | ND = non-detect. Values presented as a range to reflect more than one day with the same influent.
Treatability Study Technical Memorandum, Blue Ledge Mine Superfund Site, Siskiyou County, California | BLUE LEDGE MINE | CAN000906063 | N/A | N/A | TSP04 | Post operations | BCR 4 | Passive | Successive alkalinity producing system (SAPS) | Pre-treatment | Discharge from reclaimed waste rock pile 1 (WRP1) area (adits, runoff, and groundwater seeps) | N | Pre-treatment | Data not provided | Rogue River – Siskiyou National Forest in Northern California/no constraints noted | Pilot | September - December 2012 | Chloride | Cl | mg/L | N | N/A |  |  |  | ND | 0.52–110 | Not Applicable | [6 empty] | Data not provided | Data not provided | Data not provided | Data not provided | Data not provided | Data not provided | Data not provided | Data not provided |  | Influent (range for the period of record) | 2.87–3.24 | 8.22–10.72 | mg/L | 3.83–11.45 | °C | Data not provided | N/A | Data not provided | N/A | 222–515.3 | mV | 561–2,255 | µS/cm | None | N/A | Data not provided | Data not provided | Data not provided | Data not provided | Data not provided | Data not provided | Data not provided | Data not provided | The short time period of the study and cold weather/cold influent water appear to have had an overall negative effect on establishing robust microbial communities and sustaining sulfate reduction. | Data not provided | Fresh dairy cow manure should be used rather than horse manure - Dairy manure has been shown to contain higher numbers and diversity of SRB than horse or other manure types. Must have a consistent ethanol dose to the barrels. | Data not provided | Successive alkalinity producing system (SAPS) with manure and limestone | Data not provided | All influent is below the detection limit. Detection limit value is < 1. | ND = non-detect. Values presented as a range to reflect more than one day with the same influent.
Treatability Study Technical Memorandum, Blue Ledge Mine Superfund Site, Siskiyou County, California | BLUE LEDGE MINE | CAN000906063 | N/A | N/A | TSP04 | Post operations | BCR 4 | Passive | Successive alkalinity producing system (SAPS) | Pre-treatment | Discharge from reclaimed waste rock pile 1 (WRP1) area (adits, runoff, and groundwater seeps) | N | Pre-treatment | Data not provided | Rogue River – Siskiyou National Forest in Northern California/no constraints noted | Pilot | September - December 2012 | Chloride | Cl | mg/L | N | N/A | [6 empty] | 110 | < 1 | Not Applicable |  |  |  | Data not provided | Data not provided | Data not provided | Data not provided | Data not provided | Data not provided | Data not provided | Data not provided |  | Effluent | 7.15 | 4.64 | mg/L | 15.84 | °C | Data not provided | N/A | Data not provided | N/A | -24 | mV | 2969 | µS/cm | None | N/A | Data not provided | Data not provided | Data not provided | Data not provided | Data not provided | Data not provided | Data not provided | Data not provided | The short time period of the study and cold weather/cold influent water appear to have had an overall negative effect on establishing robust microbial communities and sustaining sulfate reduction. | Data not provided | Fresh dairy cow manure should be used rather than horse manure - Dairy manure has been shown to contain higher numbers and diversity of SRB than horse or other manure types. Must have a consistent ethanol dose to the barrels. | Data not provided | Successive alkalinity producing system (SAPS) with manure and limestone | Data not provided | All influent is below the detection limit. Detection limit value is < 1. | ND = non-detect
Treatability Study Technical Memorandum, Blue Ledge Mine Superfund Site, Siskiyou County, California | BLUE LEDGE MINE | CAN000906063 | N/A | N/A | TSP04 | Post operations | BCR 4 | Passive | Successive alkalinity producing system (SAPS) | Pre-treatment | Discharge from reclaimed waste rock pile 1 (WRP1) area (adits, runoff, and groundwater seeps) | N | Pre-treatment | Data not provided | Rogue River – Siskiyou National Forest in Northern California/no constraints noted | Pilot | September - December 2012 | Chloride | Cl | mg/L | N | N/A | [9 empty] | 0.52 | < 1 | Not Applicable | Data not provided | Data not provided | Data not provided | Data not provided | Data not provided | Data not provided | Data not provided | Data not provided |  | Effluent | Data not provided | 6.37 | mg/L | 6.4 | °C | Data not provided | N/A | Data not provided | N/A | -42 | mV | 2011 | µS/cm | None | N/A | Data not provided | Data not provided | Data not provided | Data not provided | Data not provided | Data not provided | Data not provided | Data not provided | The short time period of the study and cold weather/cold influent water appear to have had an overall negative effect on establishing robust microbial communities and sustaining sulfate reduction. | Data not provided | Fresh dairy cow manure should be used rather than horse manure - Dairy manure has been shown to contain higher numbers and diversity of SRB than horse or other manure types. Must have a consistent ethanol dose to the barrels. | Data not provided | Successive alkalinity producing system (SAPS) with manure and limestone | Data not provided | All influent is below the detection limit. Detection limit value is < 1. | ND = non-detect
Treatability Study Technical Memorandum, Blue Ledge Mine Superfund Site, Siskiyou County, California | BLUE LEDGE MINE | CAN000906063 | N/A | N/A | TSP05 | Post operations | BCR 5 | Passive | Successive alkalinity producing system (SAPS) | Pre-treatment | Discharge from reclaimed waste rock pile 1 (WRP1) area (adits, runoff, and groundwater seeps) | N | Pre-treatment | Data not provided | Rogue River – Siskiyou National Forest in Northern California/no constraints noted | Pilot | September - December 2012 | Chloride | Cl | mg/L | N | N/A | ND | 0.54–110 | Not Applicable | [9 empty] | Data not provided | Data not provided | Data not provided | Data not provided | Data not provided | Data not provided | Data not provided | Data not provided |  | Influent (range for the period of record) | 2.87–3.24 | 8.22–10.72 | mg/L | 3.83–11.45 | °C | Data not provided | N/A | Data not provided | N/A | 222–515.3 | mV | 561–2,255 | µS/cm | None | N/A | Data not provided | Data not provided | Data not provided | Data not provided | Data not provided | Data not provided | Data not provided | Data not provided | The short time period of the study and cold weather/cold influent water appear to have had an overall negative effect on establishing robust microbial communities and sustaining sulfate reduction. | Data not provided | Fresh dairy cow manure should be used rather than horse manure - Dairy manure has been shown to contain higher numbers and diversity of SRB than horse or other manure types. Must have a consistent ethanol dose to the barrels. | Data not provided | Same as BCR 4 with the addition of ethanol. Successive alkalinity producing system (SAPS) with manure and limestone | Data not provided | All influent is below the detection limit. Detection limit value is < 1. | ND = non-detect. Values presented as a range to reflect more than one day with the same influent.
Treatability Study Technical Memorandum, Blue Ledge Mine Superfund Site, Siskiyou County, California | BLUE LEDGE MINE | CAN000906063 | N/A | N/A | TSP05 | Post operations | BCR 5 | Passive | Successive alkalinity producing system (SAPS) | Pre-treatment | Discharge from reclaimed waste rock pile 1 (WRP1) area (adits, runoff, and groundwater seeps) | N | Pre-treatment | Data not provided | Rogue River – Siskiyou National Forest in Northern California/no constraints noted | Pilot | September - December 2012 | Chloride | Cl | mg/L | N | N/A |  |  |  | ND | 0.54–110 | Not Applicable | [6 empty] | Data not provided | Data not provided | Data not provided | Data not provided | Data not provided | Data not provided | Data not provided | Data not provided |  | Influent (range for the period of record) | 2.87–3.24 | 8.22–10.72 | mg/L | 3.83–11.45 | °C | Data not provided | N/A | Data not provided | N/A | 222–515.3 | mV | 561–2,255 | µS/cm | None | N/A | Data not provided | Data not provided | Data not provided | Data not provided | Data not provided | Data not provided | Data not provided | Data not provided | The short time period of the study and cold weather/cold influent water appear to have had an overall negative effect on establishing robust microbial communities and sustaining sulfate reduction. | Data not provided | Fresh dairy cow manure should be used rather than horse manure - Dairy manure has been shown to contain higher numbers and diversity of SRB than horse or other manure types. Must have a consistent ethanol dose to the barrels. | Data not provided | Same as BCR 4 with the addition of ethanol. Successive alkalinity producing system (SAPS) with manure and limestone | Data not provided | All influent is below the detection limit. Detection limit value is < 1. | ND = non-detect. Values presented as a range to reflect more than one day with the same influent.
Treatability Study Technical Memorandum, Blue Ledge Mine Superfund Site, Siskiyou County, California | BLUE LEDGE MINE | CAN000906063 | N/A | N/A | TSP05 | Post operations | BCR 5 | Passive | Successive alkalinity producing system (SAPS) | Pre-treatment | Discharge from reclaimed waste rock pile 1 (WRP1) area (adits, runoff, and groundwater seeps) | N | Pre-treatment | Data not provided | Rogue River – Siskiyou National Forest in Northern California/no constraints noted | Pilot | September - December 2012 | Chloride | Cl | mg/L | N | N/A | [6 empty] | 110 | < 1 | Not Applicable |  |  |  | Data not provided | Data not provided | Data not provided | Data not provided | Data not provided | Data not provided | Data not provided | Data not provided |  | Effluent | 6.14 | 7.74 | mg/L | 15.79 | °C | Data not provided | N/A | Data not provided | N/A | 78.9 | mV | 4040 | µS/cm | None | N/A | Data not provided | Data not provided | Data not provided | Data not provided | Data not provided | Data not provided | Data not provided | Data not provided | The short time period of the study and cold weather/cold influent water appear to have had an overall negative effect on establishing robust microbial communities and sustaining sulfate reduction. | Data not provided | Fresh dairy cow manure should be used rather than horse manure - Dairy manure has been shown to contain higher numbers and diversity of SRB than horse or other manure types. Must have a consistent ethanol dose to the barrels. | Data not provided | Same as BCR 4 with the addition of ethanol. Successive alkalinity producing system (SAPS) with manure and limestone | Data not provided | All influent is below the detection limit. Detection limit value is < 1. | ND = non-detect
Treatability Study Technical Memorandum, Blue Ledge Mine Superfund Site, Siskiyou County, California | BLUE LEDGE MINE | CAN000906063 | N/A | N/A | TSP05 | Post operations | BCR 5 | Passive | Successive alkalinity producing system (SAPS) | Pre-treatment | Discharge from reclaimed waste rock pile 1 (WRP1) area (adits, runoff, and groundwater seeps) | N | Pre-treatment | Data not provided | Rogue River – Siskiyou National Forest in Northern California/no constraints noted | Pilot | September - December 2012 | Chloride | Cl | mg/L | N | N/A | [9 empty] | 0.54 | < 1 | Not Applicable | Data not provided | Data not provided | Data not provided | Data not provided | Data not provided | Data not provided | Data not provided | Data not provided |  | Effluent | 6.4 | 3.33 | mg/L | 5.42 | °C | Data not provided | N/A | Data not provided | N/A | 12.6 | mV | 2405 | µS/cm | None | N/A | Data not provided | Data not provided | Data not provided | Data not provided | Data not provided | Data not provided | Data not provided | Data not provided | The short time period of the study and cold weather/cold influent water appear to have had an overall negative effect on establishing robust microbial communities and sustaining sulfate reduction. | Data not provided | Fresh dairy cow manure should be used rather than horse manure - Dairy manure has been shown to contain higher numbers and diversity of SRB than horse or other manure types. Must have a consistent ethanol dose to the barrels. | Data not provided | Same as BCR 4 with the addition of ethanol. Successive alkalinity producing system (SAPS) with manure and limestone | Data not provided | All influent is below the detection limit. Detection limit value is < 1. | ND = non-detect
Treatability Study Technical Memorandum, Blue Ledge Mine Superfund Site, Siskiyou County, California | BLUE LEDGE MINE | CAN000906063 | N/A | N/A | TSP01 | Post operations | BCR 1 | Passive | Biochemical reactor (BCR) | No pre-treatment | Discharge from reclaimed waste rock pile 1 (WRP1) area (adits, runoff, and groundwater seeps) | N | BCR without pre-treatment | Data not provided | Rogue River – Siskiyou National Forest in Northern California/no constraints noted | Pilot | September - December 2012 | Cobalt | Co, total | µg/L | N | N/A | 125 | 38.3 | 69.36 | [9 empty] | Data not provided | Data not provided | Data not provided | Data not provided | Data not provided | Data not provided | Data not provided | Data not provided |  | Influent | 3.14 | 9.29 | mg/L | 8.83 | °C | Data not provided | N/A | Data not provided | N/A | 225.6 | mV | 1149 | µS/cm | None | N/A | Data not provided | Data not provided | Data not provided | Data not provided | Data not provided | Data not provided | Data not provided | Data not provided | The short time period of the study and cold weather/cold influent water appear to have had an overall negative effect on establishing robust microbial communities and sustaining sulfate reduction. | Data not provided | Fresh dairy cow manure should be used rather than horse manure - Dairy manure has been shown to contain higher numbers and diversity of SRB than horse or other manure types. Must have a consistent ethanol dose to the barrels. | Data not provided | Substrate: standard wood based substrate (wood chips and sawdust) | Data not provided | Data not provided
Treatability Study Technical Memorandum, Blue Ledge Mine Superfund Site, Siskiyou County, California | BLUE LEDGE MINE | CAN000906063 | N/A | N/A | TSP01 | Post operations | BCR 1 | Passive | Biochemical reactor (BCR) | No pre-treatment | Discharge from reclaimed waste rock pile 1 (WRP1) area (adits, runoff, and groundwater seeps) | N | BCR without pre-treatment | Data not provided | Rogue River – Siskiyou National Forest in Northern California/no constraints noted | Pilot | September - December 2012 | Cobalt | Co, dissolved | µg/L | N | N/A | 124 | 163 | -31.4516 | [9 empty] | Data not provided | Data not provided | Data not provided | Data not provided | Data not provided | Data not provided | Data not provided | Data not provided |  | Influent | 3.15 | 9.09 | mg/L | 5.76 | °C | Data not provided | N/A | Data not provided | N/A | 260.6 | mV | 2255 | µS/cm | None | N/A | Data not provided | Data not provided | Data not provided | Data not provided | Data not provided | Data not provided | Data not provided | Data not provided | The short time period of the study and cold weather/cold influent water appear to have had an overall negative effect on establishing robust microbial communities and sustaining sulfate reduction. | Data not provided | Fresh dairy cow manure should be used rather than horse manure - Dairy manure has been shown to contain higher numbers and diversity of SRB than horse or other manure types. Must have a consistent ethanol dose to the barrels. | Data not provided | Substrate: standard wood based substrate (wood chips and sawdust) | Data not provided | Data not provided
Treatability Study Technical Memorandum, Blue Ledge Mine Superfund Site, Siskiyou County, California | BLUE LEDGE MINE | CAN000906063 | N/A | N/A | TSP01 | Post operations | BCR 1 | Passive | Biochemical reactor (BCR) | No pre-treatment | Discharge from reclaimed waste rock pile 1 (WRP1) area (adits, runoff, and groundwater seeps) | N | BCR without pre-treatment | Data not provided | Rogue River – Siskiyou National Forest in Northern California/no constraints noted | Pilot | September - December 2012 | Cobalt | Co, total | µg/L | N | N/A |  |  |  | 20.4 | 108 | -429.4118 | [6 empty] | Data not provided | Data not provided | Data not provided | Data not provided | Data not provided | Data not provided | Data not provided | Data not provided |  | Influent | 3.07 | 8.64 | mg/L | 5.49 | °C | Data not provided | N/A | Data not provided | N/A | 515.3 | mV | 561 | µS/cm | None | N/A | Data not provided | Data not provided | Data not provided | Data not provided | Data not provided | Data not provided | Data not provided | Data not provided | The short time period of the study and cold weather/cold influent water appear to have had an overall negative effect on establishing robust microbial communities and sustaining sulfate reduction. | Data not provided | Fresh dairy cow manure should be used rather than horse manure - Dairy manure has been shown to contain higher numbers and diversity of SRB than horse or other manure types. Must have a consistent ethanol dose to the barrels. | Data not provided | Substrate: standard wood based substrate (wood chips and sawdust) | Data not provided | Data not provided
Treatability Study Technical Memorandum, Blue Ledge Mine Superfund Site, Siskiyou County, California | BLUE LEDGE MINE | CAN000906063 | N/A | N/A | TSP01 | Post operations | BCR 1 | Passive | Biochemical reactor (BCR) | No pre-treatment | Discharge from reclaimed waste rock pile 1 (WRP1) area (adits, runoff, and groundwater seeps) | N | BCR without pre-treatment | Data not provided | Rogue River – Siskiyou National Forest in Northern California/no constraints noted | Pilot | September - December 2012 | Cobalt | Co, dissolved | µg/L | N | N/A |  |  |  | 19.5 | 100 | -412.8205 | [6 empty] | Data not provided | Data not provided | Data not provided | Data not provided | Data not provided | Data not provided | Data not provided | Data not provided |  | Influent | 3.07 | 8.64 | mg/L | 5.49 | °C | Data not provided | N/A | Data not provided | N/A | 515.3 | mV | 561 | µS/cm | None | N/A | Data not provided | Data not provided | Data not provided | Data not provided | Data not provided | Data not provided | Data not provided | Data not provided | The short time period of the study and cold weather/cold influent water appear to have had an overall negative effect on establishing robust microbial communities and sustaining sulfate reduction. | Data not provided | Fresh dairy cow manure should be used rather than horse manure - Dairy manure has been shown to contain higher numbers and diversity of SRB than horse or other manure types. Must have a consistent ethanol dose to the barrels. | Data not provided | Substrate: standard wood based substrate (wood chips and sawdust) | Data not provided | Data not provided
Treatability Study Technical Memorandum, Blue Ledge Mine Superfund Site, Siskiyou County, California | BLUE LEDGE MINE | CAN000906063 | N/A | N/A | TSP01 | Post operations | BCR 1 | Passive | Biochemical reactor (BCR) | No pre-treatment | Discharge from reclaimed waste rock pile 1 (WRP1) area (adits, runoff, and groundwater seeps) | N | BCR without pre-treatment | Data not provided | Rogue River – Siskiyou National Forest in Northern California/no constraints noted | Pilot | September - December 2012 | Cobalt | Co, total | µg/L | N | N/A | [6 empty] | 147 | 124 | -18.5484 |  |  |  | Data not provided | Data not provided | Data not provided | Data not provided | Data not provided | Data not provided | Data not provided | Data not provided |  | Effluent | 6.6 | 4.32 | mg/L | 5.62 | °C | Data not provided | N/A | Data not provided | N/A | -8.1 | mV | 2156 | µS/cm | None | N/A | Data not provided | Data not provided | Data not provided | Data not provided | Data not provided | Data not provided | Data not provided | Data not provided | The short time period of the study and cold weather/cold influent water appear to have had an overall negative effect on establishing robust microbial communities and sustaining sulfate reduction. | Data not provided | Fresh dairy cow manure should be used rather than horse manure - Dairy manure has been shown to contain higher numbers and diversity of SRB than horse or other manure types. Must have a consistent ethanol dose to the barrels. | Data not provided | Substrate: standard wood based substrate (wood chips and sawdust) | Data not provided | Data not provided
Treatability Study Technical Memorandum, Blue Ledge Mine Superfund Site, Siskiyou County, California | BLUE LEDGE MINE | CAN000906063 | N/A | N/A | TSP01 | Post operations | BCR 1 | Passive | Biochemical reactor (BCR) | No pre-treatment | Discharge from reclaimed waste rock pile 1 (WRP1) area (adits, runoff, and groundwater seeps) | N | BCR without pre-treatment | Data not provided | Rogue River – Siskiyou National Forest in Northern California/no constraints noted | Pilot | September - December 2012 | Cobalt | Co, dissolved | µg/L | N | N/A | [6 empty] | 163 | 124 | -31.4516 |  |  |  | Data not provided | Data not provided | Data not provided | Data not provided | Data not provided | Data not provided | Data not provided | Data not provided |  | Effluent | 6.6 | 4.32 | mg/L | 5.62 | °C | Data not provided | N/A | Data not provided | N/A | -8.1 | mV | 2156 | µS/cm | None | N/A | Data not provided | Data not provided | Data not provided | Data not provided | Data not provided | Data not provided | Data not provided | Data not provided | Co is discussed because of the potential adsorption removal mechanism, but it does not have a screening level concentration for comparison. The short time period of the study and cold weather/cold influent water appear to have had an overall negative effect on establishing robust microbial communities and sustaining sulfate reduction. | Data not provided | Fresh dairy cow manure should be used rather than horse manure - Dairy manure has been shown to contain higher numbers and diversity of SRB than horse or other manure types. Must have a consistent ethanol dose to the barrels. | Data not provided | Substrate: standard wood based substrate (wood chips and sawdust) | Results indicate Co is not being removed via a chemical reaction to precipitate Co as a carbonate, oxy-hydroxide, or sulfide | Data not provided
Treatability Study Technical Memorandum, Blue Ledge Mine Superfund Site, Siskiyou County, California | BLUE LEDGE MINE | CAN000906063 | N/A | N/A | TSP01 | Post operations | BCR 1 | Passive | Biochemical reactor (BCR) | No pre-treatment | Discharge from reclaimed waste rock pile 1 (WRP1) area (adits, runoff, and groundwater seeps) | N | BCR without pre-treatment | Data not provided | Rogue River – Siskiyou National Forest in Northern California/no constraints noted | Pilot | September - December 2012 | Cobalt | Co, total | µg/L | N | N/A | [9 empty] | 30 | 103 | 70.8738 | Data not provided | Data not provided | Data not provided | Data not provided | Data not provided | Data not provided | Data not provided | Data not provided |  | Effluent | 5.71 | 1.71 | mg/L | 10.76 | °C | Data not provided | N/A | Data not provided | N/A | 58.2 | mV | 5058 | µS/cm | None | N/A | Data not provided | Data not provided | Data not provided | Data not provided | Data not provided | Data not provided | Data not provided | Data not provided | The short time period of the study and cold weather/cold influent water appear to have had an overall negative effect on establishing robust microbial communities and sustaining sulfate reduction. | Data not provided | Fresh dairy cow manure should be used rather than horse manure - Dairy manure has been shown to contain higher numbers and diversity of SRB than horse or other manure types. Must have a consistent ethanol dose to the barrels. | Data not provided | Substrate: standard wood based substrate (wood chips and sawdust) | Data not provided | Data not provided
Treatability Study Technical Memorandum, Blue Ledge Mine Superfund Site, Siskiyou County, California | BLUE LEDGE MINE | CAN000906063 | N/A | N/A | TSP01 | Post operations | BCR 1 | Passive | Biochemical reactor (BCR) | No pre-treatment | Discharge from reclaimed waste rock pile 1 (WRP1) area (adits, runoff, and groundwater seeps) | N | BCR without pre-treatment | Data not provided | Rogue River – Siskiyou National Forest in Northern California/no constraints noted | Pilot | September - December 2012 | Cobalt | Co, dissolved | µg/L | N | N/A | [9 empty] | 26.4 | 123 | 78.5366 | Data not provided | Data not provided | Data not provided | Data not provided | Data not provided | Data not provided | Data not provided | Data not provided |  | Effluent | 6.75 | 4.53 | mg/L | 9.77 | °C | Data not provided | N/A | Data not provided | N/A | -78.3 | mV | 1291 | µS/cm | None | N/A | Data not provided | Data not provided | Data not provided | Data not provided | Data not provided | Data not provided | Data not provided | Data not provided | Co is discussed because of the potential adsorption removal mechanism, but it does not have a screening level concentration for comparison. The short time period of the study and cold weather/cold influent water appear to have had an overall negative effect on establishing robust microbial communities and sustaining sulfate reduction. | Data not provided | Fresh dairy cow manure should be used rather than horse manure - Dairy manure has been shown to contain higher numbers and diversity of SRB than horse or other manure types. Must have a consistent ethanol dose to the barrels. | Data not provided | Substrate: standard wood based substrate (wood chips and sawdust) | Results indicate Co is not being removed via a chemical reaction to precipitate Co as a carbonate, oxy-hydroxide, or sulfide | Data not provided
Treatability Study Technical Memorandum, Blue Ledge Mine Superfund Site, Siskiyou County, California | BLUE LEDGE MINE | CAN000906063 | N/A | N/A | TSP02 | Post operations | BCR 2 | Passive | Biochemical reactor (BCR) | No pre-treatment | Discharge from reclaimed waste rock pile 1 (WRP1) area (adits, runoff, and groundwater seeps) | N | BCR without pre-treatment | Data not provided | Rogue River – Siskiyou National Forest in Northern California/no constraints noted | Pilot | September - December 2012 | Cobalt | Co, total | µg/L | N | N/A | 125 | 5 | 96 | [9 empty] | Data not provided | Data not provided | Data not provided | Data not provided | Data not provided | Data not provided | Data not provided | Data not provided |  | Influent | 3.14 | 9.29 | mg/L | 8.83 | °C | Data not provided | N/A | Data not provided | N/A | 225.6 | mV | 1149 | µS/cm | None | N/A | Data not provided | Data not provided | Data not provided | Data not provided | Data not provided | Data not provided | Data not provided | Data not provided | The short time period of the study and cold weather/cold influent water appear to have had an overall negative effect on establishing robust microbial communities and sustaining sulfate reduction. | Data not provided | Fresh dairy cow manure should be used rather than horse manure - Dairy manure has been shown to contain higher numbers and diversity of SRB than horse or other manure types. Must have a consistent ethanol dose to the barrels. | Data not provided | Substrate: standard wood based substrate (wood chips and sawdust) with compost (horse manure) | Data not provided | Data not provided
Treatability Study Technical Memorandum, Blue Ledge Mine Superfund Site, Siskiyou County, California | BLUE LEDGE MINE | CAN000906063 | N/A | N/A | TSP02 | Post operations | BCR 2 | Passive | Biochemical reactor (BCR) | No pre-treatment | Discharge from reclaimed waste rock pile 1 (WRP1) area (adits, runoff, and groundwater seeps) | N | BCR without pre-treatment | Data not provided | Rogue River – Siskiyou National Forest in Northern California/no constraints noted | Pilot | September - December 2012 | Cobalt | Co, dissolved | µg/L | N | N/A | 124 | 49.2 | 60.3226 | [9 empty] | Data not provided | Data not provided | Data not provided | Data not provided | Data not provided | Data not provided | Data not provided | Data not provided |  | Influent | 3.15 | 9.09 | mg/L | 5.76 | °C | Data not provided | N/A | Data not provided | N/A | 260.6 | mV | 2255 | µS/cm | None | N/A | Data not provided | Data not provided | Data not provided | Data not provided | Data not provided | Data not provided | Data not provided | Data not provided | The short time period of the study and cold weather/cold influent water appear to have had an overall negative effect on establishing robust microbial communities and sustaining sulfate reduction. | Data not provided | Fresh dairy cow manure should be used rather than horse manure - Dairy manure has been shown to contain higher numbers and diversity of SRB than horse or other manure types. Must have a consistent ethanol dose to the barrels. | Data not provided | Substrate: standard wood based substrate (wood chips and sawdust) with compost (horse manure) | Data not provided | Data not provided
Treatability Study Technical Memorandum, Blue Ledge Mine Superfund Site, Siskiyou County, California | BLUE LEDGE MINE | CAN000906063 | N/A | N/A | TSP02 | Post operations | BCR 2 | Passive | Biochemical reactor (BCR) | No pre-treatment | Discharge from reclaimed waste rock pile 1 (WRP1) area (adits, runoff, and groundwater seeps) | N | BCR without pre-treatment | Data not provided | Rogue River – Siskiyou National Forest in Northern California/no constraints noted | Pilot | September - December 2012 | Cobalt | Co, total | µg/L | N | N/A |  |  |  | 20.4 | 40.5 | -98.5294 | [6 empty] | Data not provided | Data not provided | Data not provided | Data not provided | Data not provided | Data not provided | Data not provided | Data not provided |  | Influent | 3.07 | 8.64 | mg/L | 5.49 | °C | Data not provided | N/A | Data not provided | N/A | 515.3 | mV | 561 | µS/cm | None | N/A | Data not provided | Data not provided | Data not provided | Data not provided | Data not provided | Data not provided | Data not provided | Data not provided | The short time period of the study and cold weather/cold influent water appear to have had an overall negative effect on establishing robust microbial communities and sustaining sulfate reduction. | Data not provided | Fresh dairy cow manure should be used rather than horse manure - Dairy manure has been shown to contain higher numbers and diversity of SRB than horse or other manure types. Must have a consistent ethanol dose to the barrels. | Data not provided | Substrate: standard wood based substrate (wood chips and sawdust) with compost (horse manure) | Data not provided | Data not provided
Treatability Study Technical Memorandum, Blue Ledge Mine Superfund Site, Siskiyou County, California | BLUE LEDGE MINE | CAN000906063 | N/A | N/A | TSP02 | Post operations | BCR 2 | Passive | Biochemical reactor (BCR) | No pre-treatment | Discharge from reclaimed waste rock pile 1 (WRP1) area (adits, runoff, and groundwater seeps) | N | BCR without pre-treatment | Data not provided | Rogue River – Siskiyou National Forest in Northern California/no constraints noted | Pilot | September - December 2012 | Cobalt | Co, dissolved | µg/L | N | N/A |  |  |  | 19.5 | 37.9 | -94.359 | [6 empty] | Data not provided | Data not provided | Data not provided | Data not provided | Data not provided | Data not provided | Data not provided | Data not provided |  | Influent | 3.07 | 8.64 | mg/L | 5.49 | °C | Data not provided | N/A | Data not provided | N/A | 515.3 | mV | 561 | µS/cm | None | N/A | Data not provided | Data not provided | Data not provided | Data not provided | Data not provided | Data not provided | Data not provided | Data not provided | The short time period of the study and cold weather/cold influent water appear to have had an overall negative effect on establishing robust microbial communities and sustaining sulfate reduction. | Data not provided | Fresh dairy cow manure should be used rather than horse manure - Dairy manure has been shown to contain higher numbers and diversity of SRB than horse or other manure types. Must have a consistent ethanol dose to the barrels. | Data not provided | Substrate: standard wood based substrate (wood chips and sawdust) with compost (horse manure) | Data not provided | Data not provided
Treatability Study Technical Memorandum, Blue Ledge Mine Superfund Site, Siskiyou County, California | BLUE LEDGE MINE | CAN000906063 | N/A | N/A | TSP02 | Post operations | BCR 2 | Passive | Biochemical reactor (BCR) | No pre-treatment | Discharge from reclaimed waste rock pile 1 (WRP1) area (adits, runoff, and groundwater seeps) | N | BCR without pre-treatment | Data not provided | Rogue River – Siskiyou National Forest in Northern California/no constraints noted | Pilot | September - December 2012 | Cobalt | Co, total | µg/L | N | N/A | [6 empty] | 83.9 | 75.6 | -10.9788 |  |  |  | Data not provided | Data not provided | Data not provided | Data not provided | Data not provided | Data not provided | Data not provided | Data not provided |  | Effluent | 6.46 | 5.16 | mg/L | 6.76 | °C | Data not provided | N/A | Data not provided | N/A | 3.8 | mV | 1971 | µS/cm | None | N/A | Data not provided | Data not provided | Data not provided | Data not provided | Data not provided | Data not provided | Data not provided | Data not provided | The short time period of the study and cold weather/cold influent water appear to have had an overall negative effect on establishing robust microbial communities and sustaining sulfate reduction. | Data not provided | Fresh dairy cow manure should be used rather than horse manure - Dairy manure has been shown to contain higher numbers and diversity of SRB than horse or other manure types. Must have a consistent ethanol dose to the barrels. | Data not provided | Substrate: standard wood based substrate (wood chips and sawdust) with compost (horse manure) | Data not provided | Data not provided
Treatability Study Technical Memorandum, Blue Ledge Mine Superfund Site, Siskiyou County, California | BLUE LEDGE MINE | CAN000906063 | N/A | N/A | TSP02 | Post operations | BCR 2 | Passive | Biochemical reactor (BCR) | No pre-treatment | Discharge from reclaimed waste rock pile 1 (WRP1) area (adits, runoff, and groundwater seeps) | N | BCR without pre-treatment | Data not provided | Rogue River – Siskiyou National Forest in Northern California/no constraints noted | Pilot | September - December 2012 | Cobalt | Co, dissolved | µg/L | N | N/A | [6 empty] | 86.8 | 76.6 | -13.3159 |  |  |  | Data not provided | Data not provided | Data not provided | Data not provided | Data not provided | Data not provided | Data not provided | Data not provided |  | Effluent | 6.46 | 5.16 | mg/L | 6.76 | °C | Data not provided | N/A | Data not provided | N/A | 3.8 | mV | 1971 | µS/cm | None | N/A | Data not provided | Data not provided | Data not provided | Data not provided | Data not provided | Data not provided | Data not provided | Data not provided | Co is discussed because of the potential adsorption removal mechanism, but it does not have a screening level concentration for comparison. The short time period of the study and cold weather/cold influent water appear to have had an overall negative effect on establishing robust microbial communities and sustaining sulfate reduction. | Data not provided | Fresh dairy cow manure should be used rather than horse manure - Dairy manure has been shown to contain higher numbers and diversity of SRB than horse or other manure types. Must have a consistent ethanol dose to the barrels. | Data not provided | Substrate: standard wood based substrate (wood chips and sawdust) with compost (horse manure) | Results indicate Co is not being removed via a chemical reaction to precipitate Co as a carbonate, oxy-hydroxide, or sulfide | Data not provided
Treatability Study Technical Memorandum, Blue Ledge Mine Superfund Site, Siskiyou County, California | BLUE LEDGE MINE | CAN000906063 | N/A | N/A | TSP02 | Post operations | BCR 2 | Passive | Biochemical reactor (BCR) | No pre-treatment | Discharge from reclaimed waste rock pile 1 (WRP1) area (adits, runoff, and groundwater seeps) | N | BCR without pre-treatment | Data not provided | Rogue River – Siskiyou National Forest in Northern California/no constraints noted | Pilot | September - December 2012 | Cobalt | Co, total | µg/L | N | N/A | [9 empty] | 5 | 125 | 96 | Data not provided | Data not provided | Data not provided | Data not provided | Data not provided | Data not provided | Data not provided | Data not provided |  | Effluent | 6.45 | 2.3 | mg/L | 8.87 | °C | Data not provided | N/A | Data not provided | N/A | -112.1 | mV | 1219 | µS/cm | None | N/A | Data not provided | Data not provided | Data not provided | Data not provided | Data not provided | Data not provided | Data not provided | Data not provided | The short time period of the study and cold weather/cold influent water appear to have had an overall negative effect on establishing robust microbial communities and sustaining sulfate reduction. | Data not provided | Fresh dairy cow manure should be used rather than horse manure - Dairy manure has been shown to contain higher numbers and diversity of SRB than horse or other manure types. Must have a consistent ethanol dose to the barrels. | Data not provided | Substrate: standard wood based substrate (wood chips and sawdust) with compost (horse manure) | Data not provided | Data not provided
Treatability Study Technical Memorandum, Blue Ledge Mine Superfund Site, Siskiyou County, California | BLUE LEDGE MINE | CAN000906063 | N/A | N/A | TSP02 | Post operations | BCR 2 | Passive | Biochemical reactor (BCR) | No pre-treatment | Discharge from reclaimed waste rock pile 1 (WRP1) area (adits, runoff, and groundwater seeps) | N | BCR without pre-treatment | Data not provided | Rogue River – Siskiyou National Forest in Northern California/no constraints noted | Pilot | September - December 2012 | Cobalt | Co, dissolved | µg/L | N | N/A | [9 empty] | 3.9 | 123 | 96.8293 | Data not provided | Data not provided | Data not provided | Data not provided | Data not provided | Data not provided | Data not provided | Data not provided |  | Effluent | 6.45 | 2.3 | mg/L | 8.87 | °C | Data not provided | N/A | Data not provided | N/A | -112.1 | mV | 1219 | µS/cm | None | N/A | Data not provided | Data not provided | Data not provided | Data not provided | Data not provided | Data not provided | Data not provided | Data not provided | Co is discussed because of the potential adsorption removal mechanism, but it does not have a screening level concentration for comparison. The short time period of the study and cold weather/cold influent water appear to have had an overall negative effect on establishing robust microbial communities and sustaining sulfate reduction. | Data not provided | Fresh dairy cow manure should be used rather than horse manure - Dairy manure has been shown to contain higher numbers and diversity of SRB than horse or other manure types. Must have a consistent ethanol dose to the barrels. | Data not provided | Substrate: standard wood based substrate (wood chips and sawdust) with compost (horse manure) | Results indicate Co is not being removed via a chemical reaction to precipitate Co as a carbonate, oxy-hydroxide, or sulfide | Data not provided
Treatability Study Technical Memorandum, Blue Ledge Mine Superfund Site, Siskiyou County, California | BLUE LEDGE MINE | CAN000906063 | N/A | N/A | TSP03 | Post operations | BCR 3 | Passive | Biochemical reactor (BCR) | No pre-treatment | Discharge from reclaimed waste rock pile 1 (WRP1) area (adits, runoff, and groundwater seeps) | N | BCR without pre-treatment | Data not provided | Rogue River – Siskiyou National Forest in Northern California/no constraints noted | Pilot | September - December 2012 | Cobalt | Co, total | µg/L | N | N/A | 125 | 10.4 | 91.68 | [9 empty] | Data not provided | Data not provided | Data not provided | Data not provided | Data not provided | Data not provided | Data not provided | Data not provided |  | Influent | 3.14 | 9.29 | mg/L | 8.83 | °C | Data not provided | N/A | Data not provided | N/A | 225.6 | mV | 1149 | µS/cm | None | N/A | Data not provided | Data not provided | Data not provided | Data not provided | Data not provided | Data not provided | Data not provided | Data not provided | The short time period of the study and cold weather/cold influent water appear to have had an overall negative effect on establishing robust microbial communities and sustaining sulfate reduction. | Data not provided | Fresh dairy cow manure should be used rather than horse manure - Dairy manure has been shown to contain higher numbers and diversity of SRB than horse or other manure types. Must have a consistent ethanol dose to the barrels. | Data not provided | Substrate: ChitoRem | Data not provided | Data not provided
Treatability Study Technical Memorandum, Blue Ledge Mine Superfund Site, Siskiyou County, California | BLUE LEDGE MINE | CAN000906063 | N/A | N/A | TSP03 | Post operations | BCR 3 | Passive | Biochemical reactor (BCR) | No pre-treatment | Discharge from reclaimed waste rock pile 1 (WRP1) area (adits, runoff, and groundwater seeps) | N | BCR without pre-treatment | Data not provided | Rogue River – Siskiyou National Forest in Northern California/no constraints noted | Pilot | September - December 2012 | Cobalt | Co, dissolved | µg/L | N | N/A | 124 | 5.9 | 95.2419 | [9 empty] | Data not provided | Data not provided | Data not provided | Data not provided | Data not provided | Data not provided | Data not provided | Data not provided |  | Influent | 3.15 | 9.09 | mg/L | 5.76 | °C | Data not provided | N/A | Data not provided | N/A | 260.6 | mV | 2255 | µS/cm | None | N/A | Data not provided | Data not provided | Data not provided | Data not provided | Data not provided | Data not provided | Data not provided | Data not provided | The short time period of the study and cold weather/cold influent water appear to have had an overall negative effect on establishing robust microbial communities and sustaining sulfate reduction. | Data not provided | Fresh dairy cow manure should be used rather than horse manure - Dairy manure has been shown to contain higher numbers and diversity of SRB than horse or other manure types. Must have a consistent ethanol dose to the barrels. | Data not provided | Substrate: ChitoRem | Data not provided | Data not provided
Treatability Study Technical Memorandum, Blue Ledge Mine Superfund Site, Siskiyou County, California | BLUE LEDGE MINE | CAN000906063 | N/A | N/A | TSP03 | Post operations | BCR 3 | Passive | Biochemical reactor (BCR) | No pre-treatment | Discharge from reclaimed waste rock pile 1 (WRP1) area (adits, runoff, and groundwater seeps) | N | BCR without pre-treatment | Data not provided | Rogue River – Siskiyou National Forest in Northern California/no constraints noted | Pilot | September - December 2012 | Cobalt | Co, total | µg/L | N | N/A |  |  |  | 20.4 | 7.5 | 63.2353 | [6 empty] | Data not provided | Data not provided | Data not provided | Data not provided | Data not provided | Data not provided | Data not provided | Data not provided |  | Influent | 3.07 | 8.64 | mg/L | 5.49 | °C | Data not provided | N/A | Data not provided | N/A | 515.3 | mV | 561 | µS/cm | None | N/A | Data not provided | Data not provided | Data not provided | Data not provided | Data not provided | Data not provided | Data not provided | Data not provided | The short time period of the study and cold weather/cold influent water appear to have had an overall negative effect on establishing robust microbial communities and sustaining sulfate reduction. | Data not provided | Fresh dairy cow manure should be used rather than horse manure - Dairy manure has been shown to contain higher numbers and diversity of SRB than horse or other manure types. Must have a consistent ethanol dose to the barrels. | Data not provided | Substrate: ChitoRem | Data not provided | Data not provided
Treatability Study Technical Memorandum, Blue Ledge Mine Superfund Site, Siskiyou County, California | BLUE LEDGE MINE | CAN000906063 | N/A | N/A | TSP03 | Post operations | BCR 3 | Passive | Biochemical reactor (BCR) | No pre-treatment | Discharge from reclaimed waste rock pile 1 (WRP1) area (adits, runoff, and groundwater seeps) | N | BCR without pre-treatment | Data not provided | Rogue River – Siskiyou National Forest in Northern California/no constraints noted | Pilot | September - December 2012 | Cobalt | Co, dissolved | µg/L | N | N/A |  |  |  | 19.5 | 6.4 | 67.1795 | [6 empty] | Data not provided | Data not provided | Data not provided | Data not provided | Data not provided | Data not provided | Data not provided | Data not provided |  | Influent | 3.07 | 8.64 | mg/L | 5.49 | °C | Data not provided | N/A | Data not provided | N/A | 515.3 | mV | 561 | µS/cm | None | N/A | Data not provided | Data not provided | Data not provided | Data not provided | Data not provided | Data not provided | Data not provided | Data not provided | The short time period of the study and cold weather/cold influent water appear to have had an overall negative effect on establishing robust microbial communities and sustaining sulfate reduction. | Data not provided | Fresh dairy cow manure should be used rather than horse manure - Dairy manure has been shown to contain higher numbers and diversity of SRB than horse or other manure types. Must have a consistent ethanol dose to the barrels. | Data not provided | Substrate: ChitoRem | Data not provided | Data not provided
Treatability Study Technical Memorandum, Blue Ledge Mine Superfund Site, Siskiyou County, California | BLUE LEDGE MINE | CAN000906063 | N/A | N/A | TSP03 | Post operations | BCR 3 | Passive | Biochemical reactor (BCR) | No pre-treatment | Discharge from reclaimed waste rock pile 1 (WRP1) area (adits, runoff, and groundwater seeps) | N | BCR without pre-treatment | Data not provided | Rogue River – Siskiyou National Forest in Northern California/no constraints noted | Pilot | September - December 2012 | Cobalt | Co, total | µg/L | N | N/A | [6 empty] | 136 | 84.8 | -60.3774 |  |  |  | Data not provided | Data not provided | Data not provided | Data not provided | Data not provided | Data not provided | Data not provided | Data not provided |  | Effluent | 7.16 | 2.12 | mg/L | 15.37 | °C | Data not provided | N/A | Data not provided | N/A | -107.2 | mV | 29030 | µS/cm | None | N/A | Data not provided | Data not provided | Data not provided | Data not provided | Data not provided | Data not provided | Data not provided | Data not provided | The short time period of the study and cold weather/cold influent water appear to have had an overall negative effect on establishing robust microbial communities and sustaining sulfate reduction. | Data not provided | Fresh dairy cow manure should be used rather than horse manure - Dairy manure has been shown to contain higher numbers and diversity of SRB than horse or other manure types. Must have a consistent ethanol dose to the barrels. | Data not provided | Substrate: ChitoRem | Data not provided | Data not provided
Treatability Study Technical Memorandum, Blue Ledge Mine Superfund Site, Siskiyou County, California | BLUE LEDGE MINE | CAN000906063 | N/A | N/A | TSP03 | Post operations | BCR 3 | Passive | Biochemical reactor (BCR) | No pre-treatment | Discharge from reclaimed waste rock pile 1 (WRP1) area (adits, runoff, and groundwater seeps) | N | BCR without pre-treatment | Data not provided | Rogue River – Siskiyou National Forest in Northern California/no constraints noted | Pilot | September - December 2012 | Cobalt | Co, dissolved | µg/L | N | N/A | [6 empty] | 135 | 81.7 | -65.2387 |  |  |  | Data not provided | Data not provided | Data not provided | Data not provided | Data not provided | Data not provided | Data not provided | Data not provided |  | Effluent | 7.16 | 2.12 | mg/L | 15.37 | °C | Data not provided | N/A | Data not provided | N/A | -107.2 | mV | 29030 | µS/cm | None | N/A | Data not provided | Data not provided | Data not provided | Data not provided | Data not provided | Data not provided | Data not provided | Data not provided | The short time period of the study and cold weather/cold influent water appear to have had an overall negative effect on establishing robust microbial communities and sustaining sulfate reduction. | Data not provided | Fresh dairy cow manure should be used rather than horse manure - Dairy manure has been shown to contain higher numbers and diversity of SRB than horse or other manure types. Must have a consistent ethanol dose to the barrels. | Data not provided | Substrate: ChitoRem | Data not provided | Data not provided
Treatability Study Technical Memorandum, Blue Ledge Mine Superfund Site, Siskiyou County, California | BLUE LEDGE MINE | CAN000906063 | N/A | N/A | TSP03 | Post operations | BCR 3 | Passive | Biochemical reactor (BCR) | No pre-treatment | Discharge from reclaimed waste rock pile 1 (WRP1) area (adits, runoff, and groundwater seeps) | N | BCR without pre-treatment | Data not provided | Rogue River – Siskiyou National Forest in Northern California/no constraints noted | Pilot | September - December 2012 | Cobalt | Co, total | µg/L | N | N/A | [9 empty] | 6.5 | 75.6 | 91.4021 | Data not provided | Data not provided | Data not provided | Data not provided | Data not provided | Data not provided | Data not provided | Data not provided |  | Effluent | 7.43 | 4.98 | mg/L | 7.29 | °C | Data not provided | N/A | Data not provided | N/A | -46.55 | mV | 6286 | µS/cm | None | N/A | Data not provided | Data not provided | Data not provided | Data not provided | Data not provided | Data not provided | Data not provided | Data not provided | The short time period of the study and cold weather/cold influent water appear to have had an overall negative effect on establishing robust microbial communities and sustaining sulfate reduction. | Data not provided | Fresh dairy cow manure should be used rather than horse manure - Dairy manure has been shown to contain higher numbers and diversity of SRB than horse or other manure types. Must have a consistent ethanol dose to the barrels. | Data not provided | Substrate: ChitoRem | Data not provided | Data not provided
Treatability Study Technical Memorandum, Blue Ledge Mine Superfund Site, Siskiyou County, California | BLUE LEDGE MINE | CAN000906063 | N/A | N/A | TSP03 | Post operations | BCR 3 | Passive | Biochemical reactor (BCR) | No pre-treatment | Discharge from reclaimed waste rock pile 1 (WRP1) area (adits, runoff, and groundwater seeps) | N | BCR without pre-treatment | Data not provided | Rogue River – Siskiyou National Forest in Northern California/no constraints noted | Pilot | September - December 2012 | Cobalt | Co, dissolved | µg/L | N | N/A | [9 empty] | 5.2 | 76.6 | 93.2115 | Data not provided | Data not provided | Data not provided | Data not provided | Data not provided | Data not provided | Data not provided | Data not provided |  | Effluent | 7.43 | 4.98 | mg/L | 7.29 | °C | Data not provided | N/A | Data not provided | N/A | -46.55 | mV | 6286 | µS/cm | None | N/A | Data not provided | Data not provided | Data not provided | Data not provided | Data not provided | Data not provided | Data not provided | Data not provided | The short time period of the study and cold weather/cold influent water appear to have had an overall negative effect on establishing robust microbial communities and sustaining sulfate reduction. | Data not provided | Fresh dairy cow manure should be used rather than horse manure - Dairy manure has been shown to contain higher numbers and diversity of SRB than horse or other manure types. Must have a consistent ethanol dose to the barrels. | Data not provided | Substrate: ChitoRem | Data not provided | Data not provided
Treatability Study Technical Memorandum, Blue Ledge Mine Superfund Site, Siskiyou County, California | BLUE LEDGE MINE | CAN000906063 | N/A | N/A | TSP04 | Post operations | BCR 4 | Passive | Successive alkalinity producing system (SAPS) | Pre-treatment | Discharge from reclaimed waste rock pile 1 (WRP1) area (adits, runoff, and groundwater seeps) | N | Pre-treatment | Data not provided | Rogue River – Siskiyou National Forest in Northern California/no constraints noted | Pilot | September - December 2012 | Cobalt | Co, total | µg/L | N | N/A | 125 | 1.1 | 99.12 | [9 empty] | Data not provided | Data not provided | Data not provided | Data not provided | Data not provided | Data not provided | Data not provided | Data not provided |  | Influent | 3.14 | 9.29 | mg/L | 8.83 | °C | Data not provided | N/A | Data not provided | N/A | 225.6 | mV | 1149 | µS/cm | None | N/A | Data not provided | Data not provided | Data not provided | Data not provided | Data not provided | Data not provided | Data not provided | Data not provided | The short time period of the study and cold weather/cold influent water appear to have had an overall negative effect on establishing robust microbial communities and sustaining sulfate reduction. | Data not provided | Fresh dairy cow manure should be used rather than horse manure - Dairy manure has been shown to contain higher numbers and diversity of SRB than horse or other manure types. Must have a consistent ethanol dose to the barrels. | Data not provided | Successive alkalinity producing system (SAPS) with manure and limestone | Data not provided | Data not provided
Treatability Study Technical Memorandum, Blue Ledge Mine Superfund Site, Siskiyou County, California | BLUE LEDGE MINE | CAN000906063 | N/A | N/A | TSP04 | Post operations | BCR 4 | Passive | Successive alkalinity producing system (SAPS) | Pre-treatment | Discharge from reclaimed waste rock pile 1 (WRP1) area (adits, runoff, and groundwater seeps) | N | Pre-treatment | Data not provided | Rogue River – Siskiyou National Forest in Northern California/no constraints noted | Pilot | September - December 2012 | Cobalt | Co, dissolved | µg/L | N | N/A | 124 | 10.1 | 91.8548 | [9 empty] | Data not provided | Data not provided | Data not provided | Data not provided | Data not provided | Data not provided | Data not provided | Data not provided |  | Influent | 3.15 | 9.09 | mg/L | 5.76 | °C | Data not provided | N/A | Data not provided | N/A | 260.6 | mV | 2255 | µS/cm | None | N/A | Data not provided | Data not provided | Data not provided | Data not provided | Data not provided | Data not provided | Data not provided | Data not provided | The short time period of the study and cold weather/cold influent water appear to have had an overall negative effect on establishing robust microbial communities and sustaining sulfate reduction. | Data not provided | Fresh dairy cow manure should be used rather than horse manure - Dairy manure has been shown to contain higher numbers and diversity of SRB than horse or other manure types. Must have a consistent ethanol dose to the barrels. | Data not provided | Successive alkalinity producing system (SAPS) with manure and limestone | Data not provided | Data not provided
Treatability Study Technical Memorandum, Blue Ledge Mine Superfund Site, Siskiyou County, California | BLUE LEDGE MINE | CAN000906063 | N/A | N/A | TSP04 | Post operations | BCR 4 | Passive | Successive alkalinity producing system (SAPS) | Pre-treatment | Discharge from reclaimed waste rock pile 1 (WRP1) area (adits, runoff, and groundwater seeps) | N | Pre-treatment | Data not provided | Rogue River – Siskiyou National Forest in Northern California/no constraints noted | Pilot | September - December 2012 | Cobalt | Co, total | µg/L | N | N/A |  |  |  | 20.4 | 5.5 | 73.0392 | [6 empty] | Data not provided | Data not provided | Data not provided | Data not provided | Data not provided | Data not provided | Data not provided | Data not provided |  | Influent | 3.07 | 8.64 | mg/L | 5.49 | °C | Data not provided | N/A | Data not provided | N/A | 515.3 | mV | 561 | µS/cm | None | N/A | Data not provided | Data not provided | Data not provided | Data not provided | Data not provided | Data not provided | Data not provided | Data not provided | The short time period of the study and cold weather/cold influent water appear to have had an overall negative effect on establishing robust microbial communities and sustaining sulfate reduction. | Data not provided | Fresh dairy cow manure should be used rather than horse manure - Dairy manure has been shown to contain higher numbers and diversity of SRB than horse or other manure types. Must have a consistent ethanol dose to the barrels. | Data not provided | Successive alkalinity producing system (SAPS) with manure and limestone | Data not provided | Data not provided
Treatability Study Technical Memorandum, Blue Ledge Mine Superfund Site, Siskiyou County, California | BLUE LEDGE MINE | CAN000906063 | N/A | N/A | TSP04 | Post operations | BCR 4 | Passive | Successive alkalinity producing system (SAPS) | Pre-treatment | Discharge from reclaimed waste rock pile 1 (WRP1) area (adits, runoff, and groundwater seeps) | N | Pre-treatment | Data not provided | Rogue River – Siskiyou National Forest in Northern California/no constraints noted | Pilot | September - December 2012 | Cobalt | Co, dissolved | µg/L | N | N/A |  |  |  | 19.5 | ND | 87.1795 | [6 empty] | Data not provided | Data not provided | Data not provided | Data not provided | Data not provided | Data not provided | Data not provided | Data not provided |  | Influent | 3.07 | 8.64 | mg/L | 5.49 | °C | Data not provided | N/A | Data not provided | N/A | 515.3 | mV | 561 | µS/cm | None | N/A | Data not provided | Data not provided | Data not provided | Data not provided | Data not provided | Data not provided | Data not provided | Data not provided | The short time period of the study and cold weather/cold influent water appear to have had an overall negative effect on establishing robust microbial communities and sustaining sulfate reduction. | Data not provided | Fresh dairy cow manure should be used rather than horse manure - Dairy manure has been shown to contain higher numbers and diversity of SRB than horse or other manure types. Must have a consistent ethanol dose to the barrels. | Data not provided | Successive alkalinity producing system (SAPS) with manure and limestone | Data not provided | Data not provided | ND = non-detect (< 5)
Treatability Study Technical Memorandum, Blue Ledge Mine Superfund Site, Siskiyou County, California | BLUE LEDGE MINE | CAN000906063 | N/A | N/A | TSP04 | Post operations | BCR 4 | Passive | Successive alkalinity producing system (SAPS) | Pre-treatment | Discharge from reclaimed waste rock pile 1 (WRP1) area (adits, runoff, and groundwater seeps) | N | Pre-treatment | Data not provided | Rogue River – Siskiyou National Forest in Northern California/no constraints noted | Pilot | September - December 2012 | Cobalt | Co, total | µg/L | N | N/A | [6 empty] | 36.3 | 75.6 | 51.9841 |  |  |  | Data not provided | Data not provided | Data not provided | Data not provided | Data not provided | Data not provided | Data not provided | Data not provided |  | Effluent | 7.06 | 4.78 | mg/L | 6.28 | °C | Data not provided | N/A | Data not provided | N/A | -60 | mV | 1996 | µS/cm | None | N/A | Data not provided | Data not provided | Data not provided | Data not provided | Data not provided | Data not provided | Data not provided | Data not provided | The short time period of the study and cold weather/cold influent water appear to have had an overall negative effect on establishing robust microbial communities and sustaining sulfate reduction. | Data not provided | Fresh dairy cow manure should be used rather than horse manure - Dairy manure has been shown to contain higher numbers and diversity of SRB than horse or other manure types. Must have a consistent ethanol dose to the barrels. | Data not provided | Successive alkalinity producing system (SAPS) with manure and limestone | Data not provided | Multiple limits of detection over time of study. Value is the max effluent value not qualified as non-detect. Range of non-detect values is < 5 - < 10.
Treatability Study Technical Memorandum, Blue Ledge Mine Superfund Site, Siskiyou County, California | BLUE LEDGE MINE | CAN000906063 | N/A | N/A | TSP04 | Post operations | BCR 4 | Passive | Successive alkalinity producing system (SAPS) | Pre-treatment | Discharge from reclaimed waste rock pile 1 (WRP1) area (adits, runoff, and groundwater seeps) | N | Pre-treatment | Data not provided | Rogue River – Siskiyou National Forest in Northern California/no constraints noted | Pilot | September - December 2012 | Cobalt | Co, dissolved | µg/L | N | N/A | [6 empty] | 28 | 76.6 | 63.4465 |  |  |  | Data not provided | Data not provided | Data not provided | Data not provided | Data not provided | Data not provided | Data not provided | Data not provided | 74.4–99.1 % | Effluent | 7.06 | 4.78 | mg/L | 6.28 | °C | Data not provided | N/A | Data not provided | N/A | -60 | mV | 1996 | µS/cm | None | N/A | Data not provided | Data not provided | Data not provided | Data not provided | Data not provided | Data not provided | Data not provided | Data not provided | The short time period of the study and cold weather/cold influent water appear to have had an overall negative effect on establishing robust microbial communities and sustaining sulfate reduction. | Data not provided | Fresh dairy cow manure should be used rather than horse manure - Dairy manure has been shown to contain higher numbers and diversity of SRB than horse or other manure types. Must have a consistent ethanol dose to the barrels. | Data not provided | Successive alkalinity producing system (SAPS) with manure and limestone | Data not provided | Multiple limits of detection over time of study. Value is the max effluent value not qualified as non-detect. Range of non-detect values is < 5 - < 10.
Treatability Study Technical Memorandum, Blue Ledge Mine Superfund Site, Siskiyou County, California | BLUE LEDGE MINE | CAN000906063 | N/A | N/A | TSP04 | Post operations | BCR 4 | Passive | Successive alkalinity producing system (SAPS) | Pre-treatment | Discharge from reclaimed waste rock pile 1 (WRP1) area (adits, runoff, and groundwater seeps) | N | Pre-treatment | Data not provided | Rogue River – Siskiyou National Forest in Northern California/no constraints noted | Pilot | September - December 2012 | Cobalt | Co, total | µg/L | N | N/A | [9 empty] | 5 | 125 | 96 | Data not provided | Data not provided | Data not provided | Data not provided | Data not provided | Data not provided | Data not provided | Data not provided |  | Effluent | 7.2 | 4.87 | mg/L | 10.6 | °C | Data not provided | N/A | Data not provided | N/A | 50.7 | mV | 1164 | µS/cm | None | N/A | Data not provided | Data not provided | Data not provided | Data not provided | Data not provided | Data not provided | Data not provided | Data not provided | The short time period of the study and cold weather/cold influent water appear to have had an overall negative effect on establishing robust microbial communities and sustaining sulfate reduction. | Data not provided | Fresh dairy cow manure should be used rather than horse manure - Dairy manure has been shown to contain higher numbers and diversity of SRB than horse or other manure types. Must have a consistent ethanol dose to the barrels. | Data not provided | Successive alkalinity producing system (SAPS) with manure and limestone | Data not provided | Multiple limits of detection over time of study. Value is the min effluent value not qualified as non-detect. Range of non-detect values is < 5 - < 10.
Treatability Study Technical Memorandum, Blue Ledge Mine Superfund Site, Siskiyou County, California | BLUE LEDGE MINE | CAN000906063 | N/A | N/A | TSP04 | Post operations | BCR 4 | Passive | Successive alkalinity producing system (SAPS) | Pre-treatment | Discharge from reclaimed waste rock pile 1 (WRP1) area (adits, runoff, and groundwater seeps) | N | Pre-treatment | Data not provided | Rogue River – Siskiyou National Forest in Northern California/no constraints noted | Pilot | September - December 2012 | Cobalt | Co, dissolved | µg/L | N | N/A | [9 empty] | 1.1 | 123 | 99.1057 | Data not provided | Data not provided | Data not provided | Data not provided | Data not provided | Data not provided | Data not provided | Data not provided | 74.4–99.1 % | Effluent | 7.2 | 4.87 | mg/L | 10.6 | °C | Data not provided | N/A | Data not provided | N/A | 50.7 | mV | 1164 | µS/cm | None | N/A | Data not provided | Data not provided | Data not provided | Data not provided | Data not provided | Data not provided | Data not provided | Data not provided | The short time period of the study and cold weather/cold influent water appear to have had an overall negative effect on establishing robust microbial communities and sustaining sulfate reduction. | Data not provided | Fresh dairy cow manure should be used rather than horse manure - Dairy manure has been shown to contain higher numbers and diversity of SRB than horse or other manure types. Must have a consistent ethanol dose to the barrels. | Data not provided | Successive alkalinity producing system (SAPS) with manure and limestone | Data not provided | Multiple limits of detection over time of study. Value is the min effluent value not qualified as non-detect. Range of non-detect values is < 5 - < 10.
Treatability Study Technical Memorandum, Blue Ledge Mine Superfund Site, Siskiyou County, California | BLUE LEDGE MINE | CAN000906063 | N/A | N/A | TSP05 | Post operations | BCR 5 | Passive | Successive alkalinity producing system (SAPS) | Pre-treatment | Discharge from reclaimed waste rock pile 1 (WRP1) area (adits, runoff, and groundwater seeps) | N | Pre-treatment | Data not provided | Rogue River – Siskiyou National Forest in Northern California/no constraints noted | Pilot | September - December 2012 | Cobalt | Co, total | µg/L | N | N/A | 125 | 18.2 | 85.44 | [9 empty] | Data not provided | Data not provided | Data not provided | Data not provided | Data not provided | Data not provided | Data not provided | Data not provided |  | Influent | 3.14 | 9.29 | mg/L | 8.83 | °C | Data not provided | N/A | Data not provided | N/A | 225.6 | mV | 1149 | µS/cm | None | N/A | Data not provided | Data not provided | Data not provided | Data not provided | Data not provided | Data not provided | Data not provided | Data not provided | The short time period of the study and cold weather/cold influent water appear to have had an overall negative effect on establishing robust microbial communities and sustaining sulfate reduction. | Data not provided | Fresh dairy cow manure should be used rather than horse manure - Dairy manure has been shown to contain higher numbers and diversity of SRB than horse or other manure types. Must have a consistent ethanol dose to the barrels. | Data not provided | Same as BCR 4 with the addition of ethanol. Successive alkalinity producing system (SAPS) with manure and limestone | Data not provided | Data not provided
Treatability Study Technical Memorandum, Blue Ledge Mine Superfund Site, Siskiyou County, California | BLUE LEDGE MINE | CAN000906063 | N/A | N/A | TSP05 | Post operations | BCR 5 | Passive | Successive alkalinity producing system (SAPS) | Pre-treatment | Discharge from reclaimed waste rock pile 1 (WRP1) area (adits, runoff, and groundwater seeps) | N | Pre-treatment | Data not provided | Rogue River – Siskiyou National Forest in Northern California/no constraints noted | Pilot | September - December 2012 | Cobalt | Co, dissolved | µg/L | N | N/A | 124 | 10.1 | 91.8548 | [9 empty] | Data not provided | Data not provided | Data not provided | Data not provided | Data not provided | Data not provided | Data not provided | Data not provided |  | Influent | 3.15 | 9.09 | mg/L | 5.76 | °C | Data not provided | N/A | Data not provided | N/A | 260.6 | mV | 2255 | µS/cm | None | N/A | Data not provided | Data not provided | Data not provided | Data not provided | Data not provided | Data not provided | Data not provided | Data not provided | The short time period of the study and cold weather/cold influent water appear to have had an overall negative effect on establishing robust microbial communities and sustaining sulfate reduction. | Data not provided | Fresh dairy cow manure should be used rather than horse manure - Dairy manure has been shown to contain higher numbers and diversity of SRB than horse or other manure types. Must have a consistent ethanol dose to the barrels. | Data not provided | Same as BCR 4 with the addition of ethanol. Successive alkalinity producing system (SAPS) with manure and limestone | Data not provided | Data not provided
Treatability Study Technical Memorandum, Blue Ledge Mine Superfund Site, Siskiyou County, California | BLUE LEDGE MINE | CAN000906063 | N/A | N/A | TSP05 | Post operations | BCR 5 | Passive | Successive alkalinity producing system (SAPS) | Pre-treatment | Discharge from reclaimed waste rock pile 1 (WRP1) area (adits, runoff, and groundwater seeps) | N | Pre-treatment | Data not provided | Rogue River – Siskiyou National Forest in Northern California/no constraints noted | Pilot | September - December 2012 | Cobalt | Co, total | µg/L | N | N/A |  |  |  | 20.4 | 5.4 | 73.5294 | [6 empty] | Data not provided | Data not provided | Data not provided | Data not provided | Data not provided | Data not provided | Data not provided | Data not provided |  | Influent | 3.07 | 8.64 | mg/L | 5.49 | °C | Data not provided | N/A | Data not provided | N/A | 515.3 | mV | 561 | µS/cm | None | N/A | Data not provided | Data not provided | Data not provided | Data not provided | Data not provided | Data not provided | Data not provided | Data not provided | The short time period of the study and cold weather/cold influent water appear to have had an overall negative effect on establishing robust microbial communities and sustaining sulfate reduction. | Data not provided | Fresh dairy cow manure should be used rather than horse manure - Dairy manure has been shown to contain higher numbers and diversity of SRB than horse or other manure types. Must have a consistent ethanol dose to the barrels. | Data not provided | Same as BCR 4 with the addition of ethanol. Successive alkalinity producing system (SAPS) with manure and limestone | Data not provided | Data not provided
Treatability Study Technical Memorandum, Blue Ledge Mine Superfund Site, Siskiyou County, California | BLUE LEDGE MINE | CAN000906063 | N/A | N/A | TSP05 | Post operations | BCR 5 | Passive | Successive alkalinity producing system (SAPS) | Pre-treatment | Discharge from reclaimed waste rock pile 1 (WRP1) area (adits, runoff, and groundwater seeps) | N | Pre-treatment | Data not provided | Rogue River – Siskiyou National Forest in Northern California/no constraints noted | Pilot | September - December 2012 | Cobalt | Co, dissolved | µg/L | N | N/A |  |  |  | 19.5 | ND | 87.1795 | [6 empty] | Data not provided | Data not provided | Data not provided | Data not provided | Data not provided | Data not provided | Data not provided | Data not provided |  | Influent | 3.07 | 8.64 | mg/L | 5.49 | °C | Data not provided | N/A | Data not provided | N/A | 515.3 | mV | 561 | µS/cm | None | N/A | Data not provided | Data not provided | Data not provided | Data not provided | Data not provided | Data not provided | Data not provided | Data not provided | The short time period of the study and cold weather/cold influent water appear to have had an overall negative effect on establishing robust microbial communities and sustaining sulfate reduction. | Data not provided | Fresh dairy cow manure should be used rather than horse manure - Dairy manure has been shown to contain higher numbers and diversity of SRB than horse or other manure types. Must have a consistent ethanol dose to the barrels. | Data not provided | Same as BCR 4 with the addition of ethanol. Successive alkalinity producing system (SAPS) with manure and limestone | Data not provided | Data not provided | ND = non-detect (< 5)
Treatability Study Technical Memorandum, Blue Ledge Mine Superfund Site, Siskiyou County, California | BLUE LEDGE MINE | CAN000906063 | N/A | N/A | TSP05 | Post operations | BCR 5 | Passive | Successive alkalinity producing system (SAPS) | Pre-treatment | Discharge from reclaimed waste rock pile 1 (WRP1) area (adits, runoff, and groundwater seeps) | N | Pre-treatment | Data not provided | Rogue River – Siskiyou National Forest in Northern California/no constraints noted | Pilot | September - December 2012 | Cobalt | Co, total | µg/L | N | N/A | [6 empty] | 65.9 | 112 | 41.1607 |  |  |  | Data not provided | Data not provided | Data not provided | Data not provided | Data not provided | Data not provided | Data not provided | Data not provided |  | Effluent | 6.28 | 3.61 | mg/L | 9.41 | °C | Data not provided | N/A | Data not provided | N/A | 3.4 | mV | 2129 | µS/cm | None | N/A | Data not provided | Data not provided | Data not provided | Data not provided | Data not provided | Data not provided | Data not provided | Data not provided | The short time period of the study and cold weather/cold influent water appear to have had an overall negative effect on establishing robust microbial communities and sustaining sulfate reduction. | Data not provided | Fresh dairy cow manure should be used rather than horse manure - Dairy manure has been shown to contain higher numbers and diversity of SRB than horse or other manure types. Must have a consistent ethanol dose to the barrels. | Data not provided | Same as BCR 4 with the addition of ethanol. Successive alkalinity producing system (SAPS) with manure and limestone | Data not provided | Multiple limits of detection over time of study. Value is the max effluent value not qualified as non-detect. Non-detect value is < 5.
Treatability Study Technical Memorandum, Blue Ledge Mine Superfund Site, Siskiyou County, California | BLUE LEDGE MINE | CAN000906063 | N/A | N/A | TSP05 | Post operations | BCR 5 | Passive | Successive alkalinity producing system (SAPS) | Pre-treatment | Discharge from reclaimed waste rock pile 1 (WRP1) area (adits, runoff, and groundwater seeps) | N | Pre-treatment | Data not provided | Rogue River – Siskiyou National Forest in Northern California/no constraints noted | Pilot | September - December 2012 | Cobalt | Co, dissolved | µg/L | N | N/A | [6 empty] | 63.3 | 105 | 39.7143 |  |  |  | Data not provided | Data not provided | Data not provided | Data not provided | Data not provided | Data not provided | Data not provided | Data not provided |  | Effluent | 6.28 | 3.61 | mg/L | 9.41 | °C | Data not provided | N/A | Data not provided | N/A | 3.4 | mV | 2129 | µS/cm | None | N/A | Data not provided | Data not provided | Data not provided | Data not provided | Data not provided | Data not provided | Data not provided | Data not provided | The short time period of the study and cold weather/cold influent water appear to have had an overall negative effect on establishing robust microbial communities and sustaining sulfate reduction. | Data not provided | Fresh dairy cow manure should be used rather than horse manure - Dairy manure has been shown to contain higher numbers and diversity of SRB than horse or other manure types. Must have a consistent ethanol dose to the barrels. | Data not provided | Same as BCR 4 with the addition of ethanol. Successive alkalinity producing system (SAPS) with manure and limestone | Data not provided | Multiple limits of detection over time of study. Value is the max effluent value not qualified as non-detect. Non-detect value is < 5.
Treatability Study Technical Memorandum, Blue Ledge Mine Superfund Site, Siskiyou County, California | BLUE LEDGE MINE | CAN000906063 | N/A | N/A | TSP05 | Post operations | BCR 5 | Passive | Successive alkalinity producing system (SAPS) | Pre-treatment | Discharge from reclaimed waste rock pile 1 (WRP1) area (adits, runoff, and groundwater seeps) | N | Pre-treatment | Data not provided | Rogue River – Siskiyou National Forest in Northern California/no constraints noted | Pilot | September - December 2012 | Cobalt | Co, total | µg/L | N | N/A | [9 empty] | 5.4 | 20.4 | 73.5294 | Data not provided | Data not provided | Data not provided | Data not provided | Data not provided | Data not provided | Data not provided | Data not provided |  | Effluent | 6.99 | 1.75 | mg/L | 6.55 | °C | Data not provided | N/A | Data not provided | N/A | -221 | mV | 958 | µS/cm | None | N/A | Data not provided | Data not provided | Data not provided | Data not provided | Data not provided | Data not provided | Data not provided | Data not provided | The short time period of the study and cold weather/cold influent water appear to have had an overall negative effect on establishing robust microbial communities and sustaining sulfate reduction. | Data not provided | Fresh dairy cow manure should be used rather than horse manure - Dairy manure has been shown to contain higher numbers and diversity of SRB than horse or other manure types. Must have a consistent ethanol dose to the barrels. | Data not provided | Same as BCR 4 with the addition of ethanol. Successive alkalinity producing system (SAPS) with manure and limestone | Data not provided | Multiple limits of detection over time of study. Value is the min effluent value not qualified as non-detect. Non-detect value is < 5.
Treatability Study Technical Memorandum, Blue Ledge Mine Superfund Site, Siskiyou County, California | BLUE LEDGE MINE | CAN000906063 | N/A | N/A | TSP05 | Post operations | BCR 5 | Passive | Successive alkalinity producing system (SAPS) | Pre-treatment | Discharge from reclaimed waste rock pile 1 (WRP1) area (adits, runoff, and groundwater seeps) | N | Pre-treatment | Data not provided | Rogue River – Siskiyou National Forest in Northern California/no constraints noted | Pilot | September - December 2012 | Cobalt | Co, dissolved | µg/L | N | N/A | [9 empty] | 13.1 | 99.1 | 86.781 | Data not provided | Data not provided | Data not provided | Data not provided | Data not provided | Data not provided | Data not provided | Data not provided |  | Effluent | 6.3 | 3.97 | mg/L | 9.6 | °C | Data not provided | N/A | Data not provided | N/A | -102.9 | mV | 4338 | µS/cm | None | N/A | Data not provided | Data not provided | Data not provided | Data not provided | Data not provided | Data not provided | Data not provided | Data not provided | The short time period of the study and cold weather/cold influent water appear to have had an overall negative effect on establishing robust microbial communities and sustaining sulfate reduction. | Data not provided | Fresh dairy cow manure should be used rather than horse manure - Dairy manure has been shown to contain higher numbers and diversity of SRB than horse or other manure types. Must have a consistent ethanol dose to the barrels. | Data not provided | Same as BCR 4 with the addition of ethanol. Successive alkalinity producing system (SAPS) with manure and limestone | Data not provided | Multiple limits of detection over time of study. Value is the min effluent value not qualified as non-detect. Non-detect value is < 5.
Treatability Study Technical Memorandum, Blue Ledge Mine Superfund Site, Siskiyou County, California | BLUE LEDGE MINE | CAN000906063 | N/A | N/A | TSP01 | Post operations | BCR 1 | Passive | Biochemical reactor (BCR) | No pre-treatment | Discharge from reclaimed waste rock pile 1 (WRP1) area (adits, runoff, and groundwater seeps) | N | BCR without pre-treatment | Data not provided | Rogue River – Siskiyou National Forest in Northern California/no constraints noted | Pilot | September - December 2012 | Chromium | Cr, total | µg/L | N | N/A | 7 | ND | 85.7143 | [9 empty] | Data not provided | Data not provided | Data not provided | Data not provided | Data not provided | Data not provided | Data not provided | Data not provided |  | Influent | 3.24 | 9.96 | mg/L | 6.54 | °C | Data not provided | N/A | Data not provided | N/A | 309.7 | mV | 1811 | µS/cm | None | N/A | Data not provided | Data not provided | Data not provided | Data not provided | Data not provided | Data not provided | Data not provided | Data not provided | The short time period of the study and cold weather/cold influent water appear to have had an overall negative effect on establishing robust microbial communities and sustaining sulfate reduction. | Data not provided | Fresh dairy cow manure should be used rather than horse manure - Dairy manure has been shown to contain higher numbers and diversity of SRB than horse or other manure types. Must have a consistent ethanol dose to the barrels. | Data not provided | Substrate: standard wood based substrate (wood chips and sawdust) | Data not provided | Multiple limits of detection over time of study. Value is the max effluent value not qualified as non-detect. Range of non-detect values is < 4 - < 20. | ND = non-detect (< 2)
Treatability Study Technical Memorandum, Blue Ledge Mine Superfund Site, Siskiyou County, California | BLUE LEDGE MINE | CAN000906063 | N/A | N/A | TSP01 | Post operations | BCR 1 | Passive | Biochemical reactor (BCR) | No pre-treatment | Discharge from reclaimed waste rock pile 1 (WRP1) area (adits, runoff, and groundwater seeps) | N | BCR without pre-treatment | Data not provided | Rogue River – Siskiyou National Forest in Northern California/no constraints noted | Pilot | September - December 2012 | Chromium | Cr, dissolved | µg/L | N | N/A | 5.5 | ND | 81.8182 | [9 empty] | Data not provided | Data not provided | Data not provided | Data not provided | Data not provided | Data not provided | Data not provided | Data not provided |  | Influent | 3.24 | 9.96 | mg/L | 6.54 | °C | Data not provided | N/A | Data not provided | N/A | 309.7 | mV | 1811 | µS/cm | None | N/A | Data not provided | Data not provided | Data not provided | Data not provided | Data not provided | Data not provided | Data not provided | Data not provided | The short time period of the study and cold weather/cold influent water appear to have had an overall negative effect on establishing robust microbial communities and sustaining sulfate reduction. | Data not provided | Fresh dairy cow manure should be used rather than horse manure - Dairy manure has been shown to contain higher numbers and diversity of SRB than horse or other manure types. Must have a consistent ethanol dose to the barrels. | Data not provided | Substrate: standard wood based substrate (wood chips and sawdust) | Data not provided | Multiple limits of detection over time of study. Value is the max effluent value not qualified as non-detect. Range of non-detect values is < 2.7 - < 20. | ND = non-detect (< 2)
Treatability Study Technical Memorandum, Blue Ledge Mine Superfund Site, Siskiyou County, California | BLUE LEDGE MINE | CAN000906063 | N/A | N/A | TSP01 | Post operations | BCR 1 | Passive | Biochemical reactor (BCR) | No pre-treatment | Discharge from reclaimed waste rock pile 1 (WRP1) area (adits, runoff, and groundwater seeps) | N | BCR without pre-treatment | Data not provided | Rogue River – Siskiyou National Forest in Northern California/no constraints noted | Pilot | September - December 2012 | Chromium | Cr, total | µg/L | N | N/A |  |  |  | 2.7 | ND | 62.963 | [6 empty] | Data not provided | Data not provided | Data not provided | Data not provided | Data not provided | Data not provided | Data not provided | Data not provided |  | Influent | 3.15 | 9.09 | mg/L | 5.76 | °C | Data not provided | N/A | Data not provided | N/A | 260.6 | mV | 2255 | µS/cm | None | N/A | Data not provided | Data not provided | Data not provided | Data not provided | Data not provided | Data not provided | Data not provided | Data not provided | The short time period of the study and cold weather/cold influent water appear to have had an overall negative effect on establishing robust microbial communities and sustaining sulfate reduction. | Data not provided | Fresh dairy cow manure should be used rather than horse manure - Dairy manure has been shown to contain higher numbers and diversity of SRB than horse or other manure types. Must have a consistent ethanol dose to the barrels. | Data not provided | Substrate: standard wood based substrate (wood chips and sawdust) | Data not provided | Multiple limits of detection over time of study. Value is the min effluent value not qualified as non-detect. Range of non-detect values is < 4 - < 20. | ND = non-detect (< 2)
Treatability Study Technical Memorandum, Blue Ledge Mine Superfund Site, Siskiyou County, California | BLUE LEDGE MINE | CAN000906063 | N/A | N/A | TSP01 | Post operations | BCR 1 | Passive | Biochemical reactor (BCR) | No pre-treatment | Discharge from reclaimed waste rock pile 1 (WRP1) area (adits, runoff, and groundwater seeps) | N | BCR without pre-treatment | Data not provided | Rogue River – Siskiyou National Forest in Northern California/no constraints noted | Pilot | September - December 2012 | Chromium | Cr, dissolved | µg/L | N | N/A |  |  |  | 2.6 | ND | 61.5385 | [6 empty] | Data not provided | Data not provided | Data not provided | Data not provided | Data not provided | Data not provided | Data not provided | Data not provided |  | Influent | 3.17 | 8.22 | mg/L | 9.71 | °C | Data not provided | N/A | Data not provided | N/A | 256 | mV | 2192 | µS/cm | None | N/A | Data not provided | Data not provided | Data not provided | Data not provided | Data not provided | Data not provided | Data not provided | Data not provided | The short time period of the study and cold weather/cold influent water appear to have had an overall negative effect on establishing robust microbial communities and sustaining sulfate reduction. | Data not provided | Fresh dairy cow manure should be used rather than horse manure - Dairy manure has been shown to contain higher numbers and diversity of SRB than horse or other manure types. Must have a consistent ethanol dose to the barrels. | Data not provided | Substrate: standard wood based substrate (wood chips and sawdust) | Data not provided | Multiple limits of detection over time of study. Value is the max effluent value not qualified as non-detect. Range of non-detect values is < 2.7 - < 20. | ND = non-detect (< 2)
Treatability Study Technical Memorandum, Blue Ledge Mine Superfund Site, Siskiyou County, California | BLUE LEDGE MINE | CAN000906063 | N/A | N/A | TSP01 | Post operations | BCR 1 | Passive | Biochemical reactor (BCR) | No pre-treatment | Discharge from reclaimed waste rock pile 1 (WRP1) area (adits, runoff, and groundwater seeps) | N | BCR without pre-treatment | Data not provided | Rogue River – Siskiyou National Forest in Northern California/no constraints noted | Pilot | September - December 2012 | Chromium | Cr, total | µg/L | N | N/A | [6 empty] | ND | 2.7–7 | 63.0 - 85.7 |  |  |  | Data not provided | Data not provided | Data not provided | Data not provided | Data not provided | Data not provided | Data not provided | Data not provided |  | Effluent (range for the period of record) | 5.71–6.75 | 1.03–8.05 | mg/L | 4.08–14.73 | °C | Data not provided | N/A | Data not provided | N/A | (-)78.3–249.4 | mV | 799–5,058 | µS/cm | None | N/A | Data not provided | Data not provided | Data not provided | Data not provided | Data not provided | Data not provided | Data not provided | Data not provided | The short time period of the study and cold weather/cold influent water appear to have had an overall negative effect on establishing robust microbial communities and sustaining sulfate reduction. | Data not provided | Fresh dairy cow manure should be used rather than horse manure - Dairy manure has been shown to contain higher numbers and diversity of SRB than horse or other manure types. Must have a consistent ethanol dose to the barrels. | Data not provided | Substrate: standard wood based substrate (wood chips and sawdust) | Data not provided | Data not provided | All effluent values are ND (non-detect) with a range of < 2 - < 20. A range of values is shown to reflect multiple days with effluent below the detection limit.
Treatability Study Technical Memorandum, Blue Ledge Mine Superfund Site, Siskiyou County, California | BLUE LEDGE MINE | CAN000906063 | N/A | N/A | TSP01 | Post operations | BCR 1 | Passive | Biochemical reactor (BCR) | No pre-treatment | Discharge from reclaimed waste rock pile 1 (WRP1) area (adits, runoff, and groundwater seeps) | N | BCR without pre-treatment | Data not provided | Rogue River – Siskiyou National Forest in Northern California/no constraints noted | Pilot | September - December 2012 | Chromium | Cr, dissolved | µg/L | N | N/A | [6 empty] | ND | 2.7–7 | 63.0 - 85.7 |  |  |  | Data not provided | Data not provided | Data not provided | Data not provided | Data not provided | Data not provided | Data not provided | Data not provided |  | Effluent (range for the period of record) | 5.71–6.75 | 1.03–8.05 | mg/L | 4.08–14.73 | °C | Data not provided | N/A | Data not provided | N/A | (-)78.3–249.4 | mV | 799–5,058 | µS/cm | None | N/A | Data not provided | Data not provided | Data not provided | Data not provided | Data not provided | Data not provided | Data not provided | Data not provided | The short time period of the study and cold weather/cold influent water appear to have had an overall negative effect on establishing robust microbial communities and sustaining sulfate reduction. | Data not provided | Fresh dairy cow manure should be used rather than horse manure - Dairy manure has been shown to contain higher numbers and diversity of SRB than horse or other manure types. Must have a consistent ethanol dose to the barrels. | Data not provided | Substrate: standard wood based substrate (wood chips and sawdust) | Data not provided | Data not provided | All effluent values are ND (non-detect) with a range of < 2 - < 20. A range of values is shown to reflect multiple days with effluent below the detection limit.
Treatability Study Technical Memorandum, Blue Ledge Mine Superfund Site, Siskiyou County, California | BLUE LEDGE MINE | CAN000906063 | N/A | N/A | TSP01 | Post operations | BCR 1 | Passive | Biochemical reactor (BCR) | No pre-treatment | Discharge from reclaimed waste rock pile 1 (WRP1) area (adits, runoff, and groundwater seeps) | N | BCR without pre-treatment | Data not provided | Rogue River – Siskiyou National Forest in Northern California/no constraints noted | Pilot | September - December 2012 | Chromium | Cr, total | µg/L | N | N/A | [9 empty] | ND | 2.7–7 | 63.0 - 85.7 | Data not provided | Data not provided | Data not provided | Data not provided | Data not provided | Data not provided | Data not provided | Data not provided |  | Effluent (range for the period of record) | 5.71–6.75 | 1.03–8.05 | mg/L | 4.08–14.73 | °C | Data not provided | N/A | Data not provided | N/A | (-)78.3–249.4 | mV | 799–5,058 | µS/cm | None | N/A | Data not provided | Data not provided | Data not provided | Data not provided | Data not provided | Data not provided | Data not provided | Data not provided | The short time period of the study and cold weather/cold influent water appear to have had an overall negative effect on establishing robust microbial communities and sustaining sulfate reduction. | Data not provided | Fresh dairy cow manure should be used rather than horse manure - Dairy manure has been shown to contain higher numbers and diversity of SRB than horse or other manure types. Must have a consistent ethanol dose to the barrels. | Data not provided | Substrate: standard wood based substrate (wood chips and sawdust) | Data not provided | Data not provided | All effluent values are ND (non-detect) with a range of < 2 - < 20. A range of values is shown to reflect multiple days with effluent below the detection limit.
Treatability Study Technical Memorandum, Blue Ledge Mine Superfund Site, Siskiyou County, California | BLUE LEDGE MINE | CAN000906063 | N/A | N/A | TSP01 | Post operations | BCR 1 | Passive | Biochemical reactor (BCR) | No pre-treatment | Discharge from reclaimed waste rock pile 1 (WRP1) area (adits, runoff, and groundwater seeps) | N | BCR without pre-treatment | Data not provided | Rogue River – Siskiyou National Forest in Northern California/no constraints noted | Pilot | September - December 2012 | Chromium | Cr, dissolved | µg/L | N | N/A | [9 empty] | ND | 2.7–7 | 63.0 - 85.7 | Data not provided | Data not provided | Data not provided | Data not provided | Data not provided | Data not provided | Data not provided | Data not provided |  | Effluent (range for the period of record) | 5.71–6.75 | 1.03–8.05 | mg/L | 4.08–14.73 | °C | Data not provided | N/A | Data not provided | N/A | (-)78.3–249.4 | mV | 799–5,058 | µS/cm | None | N/A | Data not provided | Data not provided | Data not provided | Data not provided | Data not provided | Data not provided | Data not provided | Data not provided | The short time period of the study and cold weather/cold influent water appear to have had an overall negative effect on establishing robust microbial communities and sustaining sulfate reduction. | Data not provided | Fresh dairy cow manure should be used rather than horse manure - Dairy manure has been shown to contain higher numbers and diversity of SRB than horse or other manure types. Must have a consistent ethanol dose to the barrels. | Data not provided | Substrate: standard wood based substrate (wood chips and sawdust) | Data not provided | Data not provided | All effluent values are ND (non-detect) with a range of < 2 - < 20. A range of values is shown to reflect multiple days with effluent below the detection limit.
Treatability Study Technical Memorandum, Blue Ledge Mine Superfund Site, Siskiyou County, California | BLUE LEDGE MINE | CAN000906063 | N/A | N/A | TSP02 | Post operations | BCR 2 | Passive | Biochemical reactor (BCR) | No pre-treatment | Discharge from reclaimed waste rock pile 1 (WRP1) area (adits, runoff, and groundwater seeps) | N | BCR without pre-treatment | Data not provided | Rogue River – Siskiyou National Forest in Northern California/no constraints noted | Pilot | September - December 2012 | Chromium | Cr, total | µg/L | N | N/A | 7 | ND | 85.7143 | [9 empty] | Data not provided | Data not provided | Data not provided | Data not provided | Data not provided | Data not provided | Data not provided | Data not provided |  | Influent | 3.24 | 9.96 | mg/L | 6.54 | °C | Data not provided | N/A | Data not provided | N/A | 309.7 | mV | 1811 | µS/cm | None | N/A | Data not provided | Data not provided | Data not provided | Data not provided | Data not provided | Data not provided | Data not provided | Data not provided | The short time period of the study and cold weather/cold influent water appear to have had an overall negative effect on establishing robust microbial communities and sustaining sulfate reduction. | Data not provided | Fresh dairy cow manure should be used rather than horse manure - Dairy manure has been shown to contain higher numbers and diversity of SRB than horse or other manure types. Must have a consistent ethanol dose to the barrels. | Data not provided | Substrate: standard wood based substrate (wood chips and sawdust) with compost (horse manure) | Data not provided | Multiple limits of detection over time of study. Value is the max effluent value not qualified as non-detect. Range of non-detect values is < 4 - < 20. | ND = non-detect (< 2)
Treatability Study Technical Memorandum, Blue Ledge Mine Superfund Site, Siskiyou County, California | BLUE LEDGE MINE | CAN000906063 | N/A | N/A | TSP02 | Post operations | BCR 2 | Passive | Biochemical reactor (BCR) | No pre-treatment | Discharge from reclaimed waste rock pile 1 (WRP1) area (adits, runoff, and groundwater seeps) | N | BCR without pre-treatment | Data not provided | Rogue River – Siskiyou National Forest in Northern California/no constraints noted | Pilot | September - December 2012 | Chromium | Cr, dissolved | µg/L | N | N/A | 5.5 | ND | 81.8182 | [9 empty] | Data not provided | Data not provided | Data not provided | Data not provided | Data not provided | Data not provided | Data not provided | Data not provided |  | Influent | 3.24 | 9.96 | mg/L | 6.54 | °C | Data not provided | N/A | Data not provided | N/A | 309.7 | mV | 1811 | µS/cm | None | N/A | Data not provided | Data not provided | Data not provided | Data not provided | Data not provided | Data not provided | Data not provided | Data not provided | The short time period of the study and cold weather/cold influent water appear to have had an overall negative effect on establishing robust microbial communities and sustaining sulfate reduction. | Data not provided | Fresh dairy cow manure should be used rather than horse manure - Dairy manure has been shown to contain higher numbers and diversity of SRB than horse or other manure types. Must have a consistent ethanol dose to the barrels. | Data not provided | Substrate: standard wood based substrate (wood chips and sawdust) with compost (horse manure) | Data not provided | Multiple limits of detection over time of study. Value is the max effluent value not qualified as non-detect. Range of non-detect values is < 2.7 - < 20. | ND = non-detect (< 2)
Treatability Study Technical Memorandum, Blue Ledge Mine Superfund Site, Siskiyou County, California | BLUE LEDGE MINE | CAN000906063 | N/A | N/A | TSP02 | Post operations | BCR 2 | Passive | Biochemical reactor (BCR) | No pre-treatment | Discharge from reclaimed waste rock pile 1 (WRP1) area (adits, runoff, and groundwater seeps) | N | BCR without pre-treatment | Data not provided | Rogue River – Siskiyou National Forest in Northern California/no constraints noted | Pilot | September - December 2012 | Chromium | Cr, total | µg/L | N | N/A |  |  |  | 2.7 | ND | 62.963 | [6 empty] | Data not provided | Data not provided | Data not provided | Data not provided | Data not provided | Data not provided | Data not provided | Data not provided |  | Influent | 3.15 | 9.09 | mg/L | 5.76 | °C | Data not provided | N/A | Data not provided | N/A | 260.6 | mV | 2255 | µS/cm | None | N/A | Data not provided | Data not provided | Data not provided | Data not provided | Data not provided | Data not provided | Data not provided | Data not provided | The short time period of the study and cold weather/cold influent water appear to have had an overall negative effect on establishing robust microbial communities and sustaining sulfate reduction. | Data not provided | Fresh dairy cow manure should be used rather than horse manure - Dairy manure has been shown to contain higher numbers and diversity of SRB than horse or other manure types. Must have a consistent ethanol dose to the barrels. | Data not provided | Substrate: standard wood based substrate (wood chips and sawdust) with compost (horse manure) | Data not provided | Multiple limits of detection over time of study. Value is the min effluent value not qualified as non-detect. Range of non-detect values is < 4 - < 20. | ND = non-detect (< 2)
Treatability Study Technical Memorandum, Blue Ledge Mine Superfund Site, Siskiyou County, California | BLUE LEDGE MINE | CAN000906063 | N/A | N/A | TSP02 | Post operations | BCR 2 | Passive | Biochemical reactor (BCR) | No pre-treatment | Discharge from reclaimed waste rock pile 1 (WRP1) area (adits, runoff, and groundwater seeps) | N | BCR without pre-treatment | Data not provided | Rogue River – Siskiyou National Forest in Northern California/no constraints noted | Pilot | September - December 2012 | Chromium | Cr, dissolved | µg/L | N | N/A |  |  |  | 2.6 | ND | 61.5385 | [6 empty] | Data not provided | Data not provided | Data not provided | Data not provided | Data not provided | Data not provided | Data not provided | Data not provided |  | Influent | 3.17 | 8.22 | mg/L | 9.71 | °C | Data not provided | N/A | Data not provided | N/A | 256 | mV | 2192 | µS/cm | None | N/A | Data not provided | Data not provided | Data not provided | Data not provided | Data not provided | Data not provided | Data not provided | Data not provided | The short time period of the study and cold weather/cold influent water appear to have had an overall negative effect on establishing robust microbial communities and sustaining sulfate reduction. | Data not provided | Fresh dairy cow manure should be used rather than horse manure - Dairy manure has been shown to contain higher numbers and diversity of SRB than horse or other manure types. Must have a consistent ethanol dose to the barrels. | Data not provided | Substrate: standard wood based substrate (wood chips and sawdust) with compost (horse manure) | Data not provided | Multiple limits of detection over time of study. Value is the max effluent value not qualified as non-detect. Range of non-detect values is < 2.7 - < 20. | ND = non-detect (< 2)
Treatability Study Technical Memorandum, Blue Ledge Mine Superfund Site, Siskiyou County, California | BLUE LEDGE MINE | CAN000906063 | N/A | N/A | TSP02 | Post operations | BCR 2 | Passive | Biochemical reactor (BCR) | No pre-treatment | Discharge from reclaimed waste rock pile 1 (WRP1) area (adits, runoff, and groundwater seeps) | N | BCR without pre-treatment | Data not provided | Rogue River – Siskiyou National Forest in Northern California/no constraints noted | Pilot | September - December 2012 | Chromium | Cr, total | µg/L | N | N/A | [6 empty] | ND | 2.7–7 | 63.0 - 85.7 |  |  |  | Data not provided | Data not provided | Data not provided | Data not provided | Data not provided | Data not provided | Data not provided | Data not provided |  | Effluent (range for the period of record) | 5.55–6.57 | 1.89–5.54 | mg/L | 5.29–14.93 | °C | Data not provided | N/A | Data not provided | N/A | (-)163.7–79 | mV | 695–5,425 | µS/cm | None | N/A | Data not provided | Data not provided | Data not provided | Data not provided | Data not provided | Data not provided | Data not provided | Data not provided | The short time period of the study and cold weather/cold influent water appear to have had an overall negative effect on establishing robust microbial communities and sustaining sulfate reduction. | Data not provided | Fresh dairy cow manure should be used rather than horse manure - Dairy manure has been shown to contain higher numbers and diversity of SRB than horse or other manure types. Must have a consistent ethanol dose to the barrels. | Data not provided | Substrate: standard wood based substrate (wood chips and sawdust) with compost (horse manure) | Data not provided | Data not provided | All effluent values are ND (non-detect) with a range of < 2 - < 20. A range of values is shown to reflect multiple days with effluent below the detection limit.
Treatability Study Technical Memorandum, Blue Ledge Mine Superfund Site, Siskiyou County, California | BLUE LEDGE MINE | CAN000906063 | N/A | N/A | TSP02 | Post operations | BCR 2 | Passive | Biochemical reactor (BCR) | No pre-treatment | Discharge from reclaimed waste rock pile 1 (WRP1) area (adits, runoff, and groundwater seeps) | N | BCR without pre-treatment | Data not provided | Rogue River – Siskiyou National Forest in Northern California/no constraints noted | Pilot | September - December 2012 | Chromium | Cr, dissolved | µg/L | N | N/A | [6 empty] | ND | 2.7–7 | 63.0 - 85.7 |  |  |  | Data not provided | Data not provided | Data not provided | Data not provided | Data not provided | Data not provided | Data not provided | Data not provided |  | Effluent (range for the period of record) | 5.55–6.57 | 1.89–5.54 | mg/L | 5.29–14.93 | °C | Data not provided | N/A | Data not provided | N/A | (-)163.7–79 | mV | 695–5,425 | µS/cm | None | N/A | Data not provided | Data not provided | Data not provided | Data not provided | Data not provided | Data not provided | Data not provided | Data not provided | The short time period of the study and cold weather/cold influent water appear to have had an overall negative effect on establishing robust microbial communities and sustaining sulfate reduction. | Data not provided | Fresh dairy cow manure should be used rather than horse manure - Dairy manure has been shown to contain higher numbers and diversity of SRB than horse or other manure types. Must have a consistent ethanol dose to the barrels. | Data not provided | Substrate: standard wood based substrate (wood chips and sawdust) with compost (horse manure) | Data not provided | Data not provided | All effluent values are ND (non-detect) with a range of < 2 - < 20. A range of values is shown to reflect multiple days with effluent below the detection limit.
Treatability Study Technical Memorandum, Blue Ledge Mine Superfund Site, Siskiyou County, California | BLUE LEDGE MINE | CAN000906063 | N/A | N/A | TSP02 | Post operations | BCR 2 | Passive | Biochemical reactor (BCR) | No pre-treatment | Discharge from reclaimed waste rock pile 1 (WRP1) area (adits, runoff, and groundwater seeps) | N | BCR without pre-treatment | Data not provided | Rogue River – Siskiyou National Forest in Northern California/no constraints noted | Pilot | September - December 2012 | Chromium | Cr, total | µg/L | N | N/A | [9 empty] | ND | 2.7–7 | 63.0 - 85.7 | Data not provided | Data not provided | Data not provided | Data not provided | Data not provided | Data not provided | Data not provided | Data not provided |  | Effluent (range for the period of record) | 5.55–6.57 | 1.89–5.54 | mg/L | 5.29–14.93 | °C | Data not provided | N/A | Data not provided | N/A | (-)163.7–79 | mV | 695–5,425 | µS/cm | None | N/A | Data not provided | Data not provided | Data not provided | Data not provided | Data not provided | Data not provided | Data not provided | Data not provided | The short time period of the study and cold weather/cold influent water appear to have had an overall negative effect on establishing robust microbial communities and sustaining sulfate reduction. | Data not provided | Fresh dairy cow manure should be used rather than horse manure - Dairy manure has been shown to contain higher numbers and diversity of SRB than horse or other manure types. Must have a consistent ethanol dose to the barrels. | Data not provided | Substrate: standard wood based substrate (wood chips and sawdust) with compost (horse manure) | Data not provided | Data not provided | All effluent values are ND (non-detect) with a range of < 2 - < 20. A range of values is shown to reflect multiple days with effluent below the detection limit.
Treatability Study Technical Memorandum, Blue Ledge Mine Superfund Site, Siskiyou County, California | BLUE LEDGE MINE | CAN000906063 | N/A | N/A | TSP02 | Post operations | BCR 2 | Passive | Biochemical reactor (BCR) | No pre-treatment | Discharge from reclaimed waste rock pile 1 (WRP1) area (adits, runoff, and groundwater seeps) | N | BCR without pre-treatment | Data not provided | Rogue River – Siskiyou National Forest in Northern California/no constraints noted | Pilot | September - December 2012 | Chromium | Cr, dissolved | µg/L | N | N/A | [9 empty] | ND | 2.7–7 | 63.0 - 85.7 | Data not provided | Data not provided | Data not provided | Data not provided | Data not provided | Data not provided | Data not provided | Data not provided |  | Effluent (range for the period of record) | 5.55–6.57 | 1.89–5.54 | mg/L | 5.29–14.93 | °C | Data not provided | N/A | Data not provided | N/A | (-)163.7–79 | mV | 695–5,425 | µS/cm | None | N/A | Data not provided | Data not provided | Data not provided | Data not provided | Data not provided | Data not provided | Data not provided | Data not provided | The short time period of the study and cold weather/cold influent water appear to have had an overall negative effect on establishing robust microbial communities and sustaining sulfate reduction. | Data not provided | Fresh dairy cow manure should be used rather than horse manure - Dairy manure has been shown to contain higher numbers and diversity of SRB than horse or other manure types. Must have a consistent ethanol dose to the barrels. | Data not provided | Substrate: standard wood based substrate (wood chips and sawdust) with compost (horse manure) | Data not provided | Data not provided | All effluent values are ND (non-detect) with a range of < 2 - < 20. A range of values is shown to reflect multiple days with effluent below the detection limit.
Treatability Study Technical Memorandum, Blue Ledge Mine Superfund Site, Siskiyou County, California | BLUE LEDGE MINE | CAN000906063 | N/A | N/A | TSP03 | Post operations | BCR 3 | Passive | Biochemical reactor (BCR) | No pre-treatment | Discharge from reclaimed waste rock pile 1 (WRP1) area (adits, runoff, and groundwater seeps) | N | BCR without pre-treatment | Data not provided | Rogue River – Siskiyou National Forest in Northern California/no constraints noted | Pilot | September - December 2012 | Chromium | Cr, total | µg/L | N | N/A | 7 | ND | 85.7143 | [9 empty] | Data not provided | Data not provided | Data not provided | Data not provided | Data not provided | Data not provided | Data not provided | Data not provided |  | Influent | 3.24 | 9.96 | mg/L | 6.54 | °C | Data not provided | N/A | Data not provided | N/A | 309.7 | mV | 1811 | µS/cm | None | N/A | Data not provided | Data not provided | Data not provided | Data not provided | Data not provided | Data not provided | Data not provided | Data not provided | The short time period of the study and cold weather/cold influent water appear to have had an overall negative effect on establishing robust microbial communities and sustaining sulfate reduction. | Data not provided | Fresh dairy cow manure should be used rather than horse manure - Dairy manure has been shown to contain higher numbers and diversity of SRB than horse or other manure types. Must have a consistent ethanol dose to the barrels. | Data not provided | Substrate: ChitoRem | Data not provided | Multiple limits of detection over time of study. Value is the max effluent value not qualified as non-detect. Range of non-detect values is < 4 - < 20. | ND = non-detect (< 2)
Treatability Study Technical Memorandum, Blue Ledge Mine Superfund Site, Siskiyou County, California | BLUE LEDGE MINE | CAN000906063 | N/A | N/A | TSP03 | Post operations | BCR 3 | Passive | Biochemical reactor (BCR) | No pre-treatment | Discharge from reclaimed waste rock pile 1 (WRP1) area (adits, runoff, and groundwater seeps) | N | BCR without pre-treatment | Data not provided | Rogue River – Siskiyou National Forest in Northern California/no constraints noted | Pilot | September - December 2012 | Chromium | Cr, dissolved | µg/L | N | N/A | 5.5 | ND | 81.8182 | [9 empty] | Data not provided | Data not provided | Data not provided | Data not provided | Data not provided | Data not provided | Data not provided | Data not provided |  | Influent | 3.24 | 9.96 | mg/L | 6.54 | °C | Data not provided | N/A | Data not provided | N/A | 309.7 | mV | 1811 | µS/cm | None | N/A | Data not provided | Data not provided | Data not provided | Data not provided | Data not provided | Data not provided | Data not provided | Data not provided | The short time period of the study and cold weather/cold influent water appear to have had an overall negative effect on establishing robust microbial communities and sustaining sulfate reduction. | Data not provided | Fresh dairy cow manure should be used rather than horse manure - Dairy manure has been shown to contain higher numbers and diversity of SRB than horse or other manure types. Must have a consistent ethanol dose to the barrels. | Data not provided | Substrate: ChitoRem | Data not provided | Multiple limits of detection over time of study. Value is the max effluent value not qualified as non-detect. Range of non-detect values is < 2.7 - < 20. | ND = non-detect (< 2)
Treatability Study Technical Memorandum, Blue Ledge Mine Superfund Site, Siskiyou County, California | BLUE LEDGE MINE | CAN000906063 | N/A | N/A | TSP03 | Post operations | BCR 3 | Passive | Biochemical reactor (BCR) | No pre-treatment | Discharge from reclaimed waste rock pile 1 (WRP1) area (adits, runoff, and groundwater seeps) | N | BCR without pre-treatment | Data not provided | Rogue River – Siskiyou National Forest in Northern California/no constraints noted | Pilot | September - December 2012 | Chromium | Cr, total | µg/L | N | N/A |  |  |  | 2.7 | ND | 62.963 | [6 empty] | Data not provided | Data not provided | Data not provided | Data not provided | Data not provided | Data not provided | Data not provided | Data not provided |  | Influent | 3.15 | 9.09 | mg/L | 5.76 | °C | Data not provided | N/A | Data not provided | N/A | 260.6 | mV | 2255 | µS/cm | None | N/A | Data not provided | Data not provided | Data not provided | Data not provided | Data not provided | Data not provided | Data not provided | Data not provided | The short time period of the study and cold weather/cold influent water appear to have had an overall negative effect on establishing robust microbial communities and sustaining sulfate reduction. | Data not provided | Fresh dairy cow manure should be used rather than horse manure - Dairy manure has been shown to contain higher numbers and diversity of SRB than horse or other manure types. Must have a consistent ethanol dose to the barrels. | Data not provided | Substrate: ChitoRem | Data not provided | Multiple limits of detection over time of study. Value is the min effluent value not qualified as non-detect. Range of non-detect values is < 4 - < 20. | ND = non-detect (< 2)
Treatability Study Technical Memorandum, Blue Ledge Mine Superfund Site, Siskiyou County, California | BLUE LEDGE MINE | CAN000906063 | N/A | N/A | TSP03 | Post operations | BCR 3 | Passive | Biochemical reactor (BCR) | No pre-treatment | Discharge from reclaimed waste rock pile 1 (WRP1) area (adits, runoff, and groundwater seeps) | N | BCR without pre-treatment | Data not provided | Rogue River – Siskiyou National Forest in Northern California/no constraints noted | Pilot | September - December 2012 | Chromium | Cr, dissolved | µg/L | N | N/A |  |  |  | 2.6 | ND | 61.5385 | [6 empty] | Data not provided | Data not provided | Data not provided | Data not provided | Data not provided | Data not provided | Data not provided | Data not provided |  | Influent | 3.17 | 8.22 | mg/L | 9.71 | °C | Data not provided | N/A | Data not provided | N/A | 256 | mV | 2192 | µS/cm | None | N/A | Data not provided | Data not provided | Data not provided | Data not provided | Data not provided | Data not provided | Data not provided | Data not provided | The short time period of the study and cold weather/cold influent water appear to have had an overall negative effect on establishing robust microbial communities and sustaining sulfate reduction. | Data not provided | Fresh dairy cow manure should be used rather than horse manure - Dairy manure has been shown to contain higher numbers and diversity of SRB than horse or other manure types. Must have a consistent ethanol dose to the barrels. | Data not provided | Substrate: ChitoRem | Data not provided | Multiple limits of detection over time of study. Value is the max effluent value not qualified as non-detect. Range of non-detect values is < 2.7 - < 20. | ND = non-detect (< 2)
Treatability Study Technical Memorandum, Blue Ledge Mine Superfund Site, Siskiyou County, California | BLUE LEDGE MINE | CAN000906063 | N/A | N/A | TSP03 | Post operations | BCR 3 | Passive | Biochemical reactor (BCR) | No pre-treatment | Discharge from reclaimed waste rock pile 1 (WRP1) area (adits, runoff, and groundwater seeps) | N | BCR without pre-treatment | Data not provided | Rogue River – Siskiyou National Forest in Northern California/no constraints noted | Pilot | September - December 2012 | Chromium | Cr, total | µg/L | N | N/A | [6 empty] | ND | 2.7–7 | 63.0 - 85.7 |  |  |  | Data not provided | Data not provided | Data not provided | Data not provided | Data not provided | Data not provided | Data not provided | Data not provided |  | Effluent (range for the period of record) | 6.98–7.43 | 1.21–6.48 | mg/L | 5.47–15.37 | °C | Data not provided | N/A | Data not provided | N/A | (-)196–5.4 | mV | 3,074–30,050 | µS/cm | None | N/A | Data not provided | Data not provided | Data not provided | Data not provided | Data not provided | Data not provided | Data not provided | Data not provided | The short time period of the study and cold weather/cold influent water appear to have had an overall negative effect on establishing robust microbial communities and sustaining sulfate reduction. | Data not provided | Fresh dairy cow manure should be used rather than horse manure - Dairy manure has been shown to contain higher numbers and diversity of SRB than horse or other manure types. Must have a consistent ethanol dose to the barrels. | Data not provided | Substrate: ChitoRem | Data not provided | Data not provided | All effluent values are ND (non-detect) with a range of < 2 - < 20. A range of values is shown to reflect multiple days with effluent below the detection limit.
Treatability Study Technical Memorandum, Blue Ledge Mine Superfund Site, Siskiyou County, California | BLUE LEDGE MINE | CAN000906063 | N/A | N/A | TSP03 | Post operations | BCR 3 | Passive | Biochemical reactor (BCR) | No pre-treatment | Discharge from reclaimed waste rock pile 1 (WRP1) area (adits, runoff, and groundwater seeps) | N | BCR without pre-treatment | Data not provided | Rogue River – Siskiyou National Forest in Northern California/no constraints noted | Pilot | September - December 2012 | Chromium | Cr, dissolved | µg/L | N | N/A | [6 empty] | ND | 2.7–7 | 63.0 - 85.7 |  |  |  | Data not provided | Data not provided | Data not provided | Data not provided | Data not provided | Data not provided | Data not provided | Data not provided |  | Effluent (range for the period of record) | 6.98–7.43 | 1.21–6.48 | mg/L | 5.47–15.37 | °C | Data not provided | N/A | Data not provided | N/A | (-)196–5.4 | mV | 3,074–30,050 | µS/cm | None | N/A | Data not provided | Data not provided | Data not provided | Data not provided | Data not provided | Data not provided | Data not provided | Data not provided | The short time period of the study and cold weather/cold influent water appear to have had an overall negative effect on establishing robust microbial communities and sustaining sulfate reduction. | Data not provided | Fresh dairy cow manure should be used rather than horse manure - Dairy manure has been shown to contain higher numbers and diversity of SRB than horse or other manure types. Must have a consistent ethanol dose to the barrels. | Data not provided | Substrate: ChitoRem | Data not provided | Data not provided | All effluent values are ND (non-detect) with a range of < 2 - < 20. A range of values is shown to reflect multiple days with effluent below the detection limit.
Treatability Study Technical Memorandum, Blue Ledge Mine Superfund Site, Siskiyou County, California | BLUE LEDGE MINE | CAN000906063 | N/A | N/A | TSP03 | Post operations | BCR 3 | Passive | Biochemical reactor (BCR) | No pre-treatment | Discharge from reclaimed waste rock pile 1 (WRP1) area (adits, runoff, and groundwater seeps) | N | BCR without pre-treatment | Data not provided | Rogue River – Siskiyou National Forest in Northern California/no constraints noted | Pilot | September - December 2012 | Chromium | Cr, total | µg/L | N | N/A | [9 empty] | ND | 2.7–7 | 63.0 - 85.7 | Data not provided | Data not provided | Data not provided | Data not provided | Data not provided | Data not provided | Data not provided | Data not provided |  | Effluent (range for the period of record) | 6.98–7.43 | 1.21–6.48 | mg/L | 5.47–15.37 | °C | Data not provided | N/A | Data not provided | N/A | (-)196–5.4 | mV | 3,074–30,050 | µS/cm | None | N/A | Data not provided | Data not provided | Data not provided | Data not provided | Data not provided | Data not provided | Data not provided | Data not provided | The short time period of the study and cold weather/cold influent water appear to have had an overall negative effect on establishing robust microbial communities and sustaining sulfate reduction. | Data not provided | Fresh dairy cow manure should be used rather than horse manure - Dairy manure has been shown to contain higher numbers and diversity of SRB than horse or other manure types. Must have a consistent ethanol dose to the barrels. | Data not provided | Substrate: ChitoRem | Data not provided | Data not provided | All effluent values are ND (non-detect) with a range of < 2 - < 20. A range of values is shown to reflect multiple days with effluent below the detection limit.
Treatability Study Technical Memorandum, Blue Ledge Mine Superfund Site, Siskiyou County, California | BLUE LEDGE MINE | CAN000906063 | N/A | N/A | TSP03 | Post operations | BCR 3 | Passive | Biochemical reactor (BCR) | No pre-treatment | Discharge from reclaimed waste rock pile 1 (WRP1) area (adits, runoff, and groundwater seeps) | N | BCR without pre-treatment | Data not provided | Rogue River – Siskiyou National Forest in Northern California/no constraints noted | Pilot | September - December 2012 | Chromium | Cr, dissolved | µg/L | N | N/A | [9 empty] | ND | 2.7–7 | 63.0 - 85.7 | Data not provided | Data not provided | Data not provided | Data not provided | Data not provided | Data not provided | Data not provided | Data not provided |  | Effluent (range for the period of record) | 6.98–7.43 | 1.21–6.48 | mg/L | 5.47–15.37 | °C | Data not provided | N/A | Data not provided | N/A | (-)196–5.4 | mV | 3,074–30,050 | µS/cm | None | N/A | Data not provided | Data not provided | Data not provided | Data not provided | Data not provided | Data not provided | Data not provided | Data not provided | The short time period of the study and cold weather/cold influent water appear to have had an overall negative effect on establishing robust microbial communities and sustaining sulfate reduction. | Data not provided | Fresh dairy cow manure should be used rather than horse manure - Dairy manure has been shown to contain higher numbers and diversity of SRB than horse or other manure types. Must have a consistent ethanol dose to the barrels. | Data not provided | Substrate: ChitoRem | Data not provided | Data not provided | All effluent values are ND (non-detect) with a range of < 2 - < 20. A range of values is shown to reflect multiple days with effluent below the detection limit.
Treatability Study Technical Memorandum, Blue Ledge Mine Superfund Site, Siskiyou County, California | BLUE LEDGE MINE | CAN000906063 | N/A | N/A | TSP04 | Post operations | BCR 4 | Passive | Successive alkalinity producing system (SAPS) | Pre-treatment | Discharge from reclaimed waste rock pile 1 (WRP1) area (adits, runoff, and groundwater seeps) | N | Pre-treatment | Data not provided | Rogue River – Siskiyou National Forest in Northern California/no constraints noted | Pilot | September - December 2012 | Chromium | Cr, total | µg/L | N | N/A | 7 | ND | 85.7143 | [9 empty] | Data not provided | Data not provided | Data not provided | Data not provided | Data not provided | Data not provided | Data not provided | Data not provided |  | Influent | 3.24 | 9.96 | mg/L | 6.54 | °C | Data not provided | N/A | Data not provided | N/A | 309.7 | mV | 1811 | µS/cm | None | N/A | Data not provided | Data not provided | Data not provided | Data not provided | Data not provided | Data not provided | Data not provided | Data not provided | The short time period of the study and cold weather/cold influent water appear to have had an overall negative effect on establishing robust microbial communities and sustaining sulfate reduction. | Data not provided | Fresh dairy cow manure should be used rather than horse manure - Dairy manure has been shown to contain higher numbers and diversity of SRB than horse or other manure types. Must have a consistent ethanol dose to the barrels. | Data not provided | Successive alkalinity producing system (SAPS) with manure and limestone | Data not provided | Multiple limits of detection over time of study. Value is the max effluent value not qualified as non-detect. Range of non-detect values is < 4 - < 20. | ND = non-detect (< 2)
Treatability Study Technical Memorandum, Blue Ledge Mine Superfund Site, Siskiyou County, California | BLUE LEDGE MINE | CAN000906063 | N/A | N/A | TSP04 | Post operations | BCR 4 | Passive | Successive alkalinity producing system (SAPS) | Pre-treatment | Discharge from reclaimed waste rock pile 1 (WRP1) area (adits, runoff, and groundwater seeps) | N | Pre-treatment | Data not provided | Rogue River – Siskiyou National Forest in Northern California/no constraints noted | Pilot | September - December 2012 | Chromium | Cr, dissolved | µg/L | N | N/A | 5.5 | ND | 81.8182 | [9 empty] | Data not provided | Data not provided | Data not provided | Data not provided | Data not provided | Data not provided | Data not provided | Data not provided |  | Influent | 3.24 | 9.96 | mg/L | 6.54 | °C | Data not provided | N/A | Data not provided | N/A | 309.7 | mV | 1811 | µS/cm | None | N/A | Data not provided | Data not provided | Data not provided | Data not provided | Data not provided | Data not provided | Data not provided | Data not provided | The short time period of the study and cold weather/cold influent water appear to have had an overall negative effect on establishing robust microbial communities and sustaining sulfate reduction. | Data not provided | Fresh dairy cow manure should be used rather than horse manure - Dairy manure has been shown to contain higher numbers and diversity of SRB than horse or other manure types. Must have a consistent ethanol dose to the barrels. | Data not provided | Successive alkalinity producing system (SAPS) with manure and limestone | Data not provided | Multiple limits of detection over time of study. Value is the max effluent value not qualified as non-detect. Range of non-detect values is < 2.7 - < 20. | ND = non-detect (< 2)
Treatability Study Technical Memorandum, Blue Ledge Mine Superfund Site, Siskiyou County, California | BLUE LEDGE MINE | CAN000906063 | N/A | N/A | TSP04 | Post operations | BCR 4 | Passive | Successive alkalinity producing system (SAPS) | Pre-treatment | Discharge from reclaimed waste rock pile 1 (WRP1) area (adits, runoff, and groundwater seeps) | N | Pre-treatment | Data not provided | Rogue River – Siskiyou National Forest in Northern California/no constraints noted | Pilot | September - December 2012 | Chromium | Cr, total | µg/L | N | N/A |  |  |  | 2.7 | ND | 62.963 | [6 empty] | Data not provided | Data not provided | Data not provided | Data not provided | Data not provided | Data not provided | Data not provided | Data not provided |  | Influent | 3.15 | 9.09 | mg/L | 5.76 | °C | Data not provided | N/A | Data not provided | N/A | 260.6 | mV | 2255 | µS/cm | None | N/A | Data not provided | Data not provided | Data not provided | Data not provided | Data not provided | Data not provided | Data not provided | Data not provided | The short time period of the study and cold weather/cold influent water appear to have had an overall negative effect on establishing robust microbial communities and sustaining sulfate reduction. | Data not provided | Fresh dairy cow manure should be used rather than horse manure - Dairy manure has been shown to contain higher numbers and diversity of SRB than horse or other manure types. Must have a consistent ethanol dose to the barrels. | Data not provided | Successive alkalinity producing system (SAPS) with manure and limestone | Data not provided | Multiple limits of detection over time of study. Value is the min effluent value not qualified as non-detect. Range of non-detect values is < 4 - < 20. | ND = non-detect (< 2)
Treatability Study Technical Memorandum, Blue Ledge Mine Superfund Site, Siskiyou County, California | BLUE LEDGE MINE | CAN000906063 | N/A | N/A | TSP04 | Post operations | BCR 4 | Passive | Successive alkalinity producing system (SAPS) | Pre-treatment | Discharge from reclaimed waste rock pile 1 (WRP1) area (adits, runoff, and groundwater seeps) | N | Pre-treatment | Data not provided | Rogue River – Siskiyou National Forest in Northern California/no constraints noted | Pilot | September - December 2012 | Chromium | Cr, dissolved | µg/L | N | N/A |  |  |  | 2.6 | ND | 61.5385 | [6 empty] | Data not provided | Data not provided | Data not provided | Data not provided | Data not provided | Data not provided | Data not provided | Data not provided |  | Influent | 3.17 | 8.22 | mg/L | 9.71 | °C | Data not provided | N/A | Data not provided | N/A | 256 | mV | 2192 | µS/cm | None | N/A | Data not provided | Data not provided | Data not provided | Data not provided | Data not provided | Data not provided | Data not provided | Data not provided | The short time period of the study and cold weather/cold influent water appear to have had an overall negative effect on establishing robust microbial communities and sustaining sulfate reduction. | Data not provided | Fresh dairy cow manure should be used rather than horse manure - Dairy manure has been shown to contain higher numbers and diversity of SRB than horse or other manure types. Must have a consistent ethanol dose to the barrels. | Data not provided | Successive alkalinity producing system (SAPS) with manure and limestone | Data not provided | Multiple limits of detection over time of study. Value is the max effluent value not qualified as non-detect. Range of non-detect values is < 2.7 - < 20. | ND = non-detect (< 2)
Treatability Study Technical Memorandum, Blue Ledge Mine Superfund Site, Siskiyou County, California | BLUE LEDGE MINE | CAN000906063 | N/A | N/A | TSP04 | Post operations | BCR 4 | Passive | Successive alkalinity producing system (SAPS) | Pre-treatment | Discharge from reclaimed waste rock pile 1 (WRP1) area (adits, runoff, and groundwater seeps) | N | Pre-treatment | Data not provided | Rogue River – Siskiyou National Forest in Northern California/no constraints noted | Pilot | September - December 2012 | Chromium | Cr, total | µg/L | N | N/A | [6 empty] | ND | 2.7–7 | 63.0 - 85.7 |  |  |  | Data not provided | Data not provided | Data not provided | Data not provided | Data not provided | Data not provided | Data not provided | Data not provided |  | Effluent (range for the period of record) | 6.81–7.2 | 0.82–7.22 | mg/L | 4.5–15.84 | °C | Data not provided | N/A | Data not provided | N/A | (-)229.5–50.7 | mV | 638–2,969 | µS/cm | None | N/A | Data not provided | Data not provided | Data not provided | Data not provided | Data not provided | Data not provided | Data not provided | Data not provided | The short time period of the study and cold weather/cold influent water appear to have had an overall negative effect on establishing robust microbial communities and sustaining sulfate reduction. | Data not provided | Fresh dairy cow manure should be used rather than horse manure - Dairy manure has been shown to contain higher numbers and diversity of SRB than horse or other manure types. Must have a consistent ethanol dose to the barrels. | Data not provided | Successive alkalinity producing system (SAPS) with manure and limestone | Data not provided | Data not provided | All effluent values are ND (non-detect) with a range of < 2 - < 20. A range of values is shown to reflect multiple days with effluent below the detection limit.
Treatability Study Technical Memorandum, Blue Ledge Mine Superfund Site, Siskiyou County, California | BLUE LEDGE MINE | CAN000906063 | N/A | N/A | TSP04 | Post operations | BCR 4 | Passive | Successive alkalinity producing system (SAPS) | Pre-treatment | Discharge from reclaimed waste rock pile 1 (WRP1) area (adits, runoff, and groundwater seeps) | N | Pre-treatment | Data not provided | Rogue River – Siskiyou National Forest in Northern California/no constraints noted | Pilot | September - December 2012 | Chromium | Cr, dissolved | µg/L | N | N/A | [6 empty] | ND | 2.7–7 | 63.0 - 85.7 |  |  |  | Data not provided | Data not provided | Data not provided | Data not provided | Data not provided | Data not provided | Data not provided | Data not provided |  | Effluent (range for the period of record) | 6.81–7.2 | 0.82–7.22 | mg/L | 4.5–15.84 | °C | Data not provided | N/A | Data not provided | N/A | (-)229.5–50.7 | mV | 638–2,969 | µS/cm | None | N/A | Data not provided | Data not provided | Data not provided | Data not provided | Data not provided | Data not provided | Data not provided | Data not provided | The short time period of the study and cold weather/cold influent water appear to have had an overall negative effect on establishing robust microbial communities and sustaining sulfate reduction. | Data not provided | Fresh dairy cow manure should be used rather than horse manure - Dairy manure has been shown to contain higher numbers and diversity of SRB than horse or other manure types. Must have a consistent ethanol dose to the barrels. | Data not provided | Successive alkalinity producing system (SAPS) with manure and limestone | Data not provided | Data not provided | All effluent values are ND (non-detect) with a range of < 2 - < 20. A range of values is shown to reflect multiple days with effluent below the detection limit.
Treatability Study Technical Memorandum, Blue Ledge Mine Superfund Site, Siskiyou County, California | BLUE LEDGE MINE | CAN000906063 | N/A | N/A | TSP04 | Post operations | BCR 4 | Passive | Successive alkalinity producing system (SAPS) | Pre-treatment | Discharge from reclaimed waste rock pile 1 (WRP1) area (adits, runoff, and groundwater seeps) | N | Pre-treatment | Data not provided | Rogue River – Siskiyou National Forest in Northern California/no constraints noted | Pilot | September - December 2012 | Chromium | Cr, total | µg/L | N | N/A | [9 empty] | ND | 2.7–7 | 63.0 - 85.7 | Data not provided | Data not provided | Data not provided | Data not provided | Data not provided | Data not provided | Data not provided | Data not provided |  | Effluent (range for the period of record) | 6.81–7.2 | 0.82–7.22 | mg/L | 4.5–15.84 | °C | Data not provided | N/A | Data not provided | N/A | (-)229.5–50.7 | mV | 638–2,969 | µS/cm | None | N/A | Data not provided | Data not provided | Data not provided | Data not provided | Data not provided | Data not provided | Data not provided | Data not provided | The short time period of the study and cold weather/cold influent water appear to have had an overall negative effect on establishing robust microbial communities and sustaining sulfate reduction. | Data not provided | Fresh dairy cow manure should be used rather than horse manure - Dairy manure has been shown to contain higher numbers and diversity of SRB than horse or other manure types. Must have a consistent ethanol dose to the barrels. | Data not provided | Successive alkalinity producing system (SAPS) with manure and limestone | Data not provided | Data not provided | All effluent values are ND (non-detect) with a range of < 2 - < 20. A range of values is shown to reflect multiple days with effluent below the detection limit.
Treatability Study Technical Memorandum, Blue Ledge Mine Superfund Site, Siskiyou County, California | BLUE LEDGE MINE | CAN000906063 | N/A | N/A | TSP04 | Post operations | BCR 4 | Passive | Successive alkalinity producing system (SAPS) | Pre-treatment | Discharge from reclaimed waste rock pile 1 (WRP1) area (adits, runoff, and groundwater seeps) | N | Pre-treatment | Data not provided | Rogue River – Siskiyou National Forest in Northern California/no constraints noted | Pilot | September - December 2012 | Chromium | Cr, dissolved | µg/L | N | N/A | [9 empty] | ND | 2.7–7 | 63.0 - 85.7 | Data not provided | Data not provided | Data not provided | Data not provided | Data not provided | Data not provided | Data not provided | Data not provided |  | Effluent (range for the period of record) | 6.81–7.2 | 0.82–7.22 | mg/L | 4.5–15.84 | °C | Data not provided | N/A | Data not provided | N/A | (-)229.5–50.7 | mV | 638–2,969 | µS/cm | None | N/A | Data not provided | Data not provided | Data not provided | Data not provided | Data not provided | Data not provided | Data not provided | Data not provided | The short time period of the study and cold weather/cold influent water appear to have had an overall negative effect on establishing robust microbial communities and sustaining sulfate reduction. | Data not provided | Fresh dairy cow manure should be used rather than horse manure - Dairy manure has been shown to contain higher numbers and diversity of SRB than horse or other manure types. Must have a consistent ethanol dose to the barrels. | Data not provided | Successive alkalinity producing system (SAPS) with manure and limestone | Data not provided | Data not provided | All effluent values are ND (non-detect) with a range of < 2 - < 20. A range of values is shown to reflect multiple days with effluent below the detection limit.
Treatability Study Technical Memorandum, Blue Ledge Mine Superfund Site, Siskiyou County, California | BLUE LEDGE MINE | CAN000906063 | N/A | N/A | TSP05 | Post operations | BCR 5 | Passive | Successive alkalinity producing system (SAPS) | Pre-treatment | Discharge from reclaimed waste rock pile 1 (WRP1) area (adits, runoff, and groundwater seeps) | N | Pre-treatment | Data not provided | Rogue River – Siskiyou National Forest in Northern California/no constraints noted | Pilot | September - December 2012 | Chromium | Cr, total | µg/L | N | N/A | 7 | ND | 85.7143 | [9 empty] | Data not provided | Data not provided | Data not provided | Data not provided | Data not provided | Data not provided | Data not provided | Data not provided |  | Influent | 3.24 | 9.96 | mg/L | 6.54 | °C | Data not provided | N/A | Data not provided | N/A | 309.7 | mV | 1811 | µS/cm | None | N/A | Data not provided | Data not provided | Data not provided | Data not provided | Data not provided | Data not provided | Data not provided | Data not provided | The short time period of the study and cold weather/cold influent water appear to have had an overall negative effect on establishing robust microbial communities and sustaining sulfate reduction. | Data not provided | Fresh dairy cow manure should be used rather than horse manure - Dairy manure has been shown to contain higher numbers and diversity of SRB than horse or other manure types. Must have a consistent ethanol dose to the barrels. | Data not provided | Same as BCR 4 with the addition of ethanol. Successive alkalinity producing system (SAPS) with manure and limestone | Data not provided | Multiple limits of detection over time of study. Value is the max effluent value not qualified as non-detect. Range of non-detect values is < 4 - < 20. | ND = non-detect (< 2)
Treatability Study Technical Memorandum, Blue Ledge Mine Superfund Site, Siskiyou County, California | BLUE LEDGE MINE | CAN000906063 | N/A | N/A | TSP05 | Post operations | BCR 5 | Passive | Successive alkalinity producing system (SAPS) | Pre-treatment | Discharge from reclaimed waste rock pile 1 (WRP1) area (adits, runoff, and groundwater seeps) | N | Pre-treatment | Data not provided | Rogue River – Siskiyou National Forest in Northern California/no constraints noted | Pilot | September - December 2012 | Chromium | Cr, dissolved | µg/L | N | N/A | 5.5 | ND | 81.8182 | [9 empty] | Data not provided | Data not provided | Data not provided | Data not provided | Data not provided | Data not provided | Data not provided | Data not provided |  | Influent | 3.24 | 9.96 | mg/L | 6.54 | °C | Data not provided | N/A | Data not provided | N/A | 309.7 | mV | 1811 | µS/cm | None | N/A | Data not provided | Data not provided | Data not provided | Data not provided | Data not provided | Data not provided | Data not provided | Data not provided | The short time period of the study and cold weather/cold influent water appear to have had an overall negative effect on establishing robust microbial communities and sustaining sulfate reduction. | Data not provided | Fresh dairy cow manure should be used rather than horse manure - Dairy manure has been shown to contain higher numbers and diversity of SRB than horse or other manure types. Must have a consistent ethanol dose to the barrels. | Data not provided | Same as BCR 4 with the addition of ethanol. Successive alkalinity producing system (SAPS) with manure and limestone | Data not provided | Multiple limits of detection over time of study. Value is the max effluent value not qualified as non-detect. Range of non-detect values is < 2.7 - < 20. | ND = non-detect (< 2)
Treatability Study Technical Memorandum, Blue Ledge Mine Superfund Site, Siskiyou County, California | BLUE LEDGE MINE | CAN000906063 | N/A | N/A | TSP05 | Post operations | BCR 5 | Passive | Successive alkalinity producing system (SAPS) | Pre-treatment | Discharge from reclaimed waste rock pile 1 (WRP1) area (adits, runoff, and groundwater seeps) | N | Pre-treatment | Data not provided | Rogue River – Siskiyou National Forest in Northern California/no constraints noted | Pilot | September - December 2012 | Chromium | Cr, total | µg/L | N | N/A |  |  |  | 2.7 | ND | 62.963 | [6 empty] | Data not provided | Data not provided | Data not provided | Data not provided | Data not provided | Data not provided | Data not provided | Data not provided |  | Influent | 3.15 | 9.09 | mg/L | 5.76 | °C | Data not provided | N/A | Data not provided | N/A | 260.6 | mV | 2255 | µS/cm | None | N/A | Data not provided | Data not provided | Data not provided | Data not provided | Data not provided | Data not provided | Data not provided | Data not provided | The short time period of the study and cold weather/cold influent water appear to have had an overall negative effect on establishing robust microbial communities and sustaining sulfate reduction. | Data not provided | Fresh dairy cow manure should be used rather than horse manure - Dairy manure has been shown to contain higher numbers and diversity of SRB than horse or other manure types. Must have a consistent ethanol dose to the barrels. | Data not provided | Same as BCR 4 with the addition of ethanol. Successive alkalinity producing system (SAPS) with manure and limestone | Data not provided | Multiple limits of detection over time of study. Value is the min effluent value not qualified as non-detect. Range of non-detect values is < 4 - < 20. | ND = non-detect (< 2)
Treatability Study Technical Memorandum, Blue Ledge Mine Superfund Site, Siskiyou County, California | BLUE LEDGE MINE | CAN000906063 | N/A | N/A | TSP05 | Post operations | BCR 5 | Passive | Successive alkalinity producing system (SAPS) | Pre-treatment | Discharge from reclaimed waste rock pile 1 (WRP1) area (adits, runoff, and groundwater seeps) | N | Pre-treatment | Data not provided | Rogue River – Siskiyou National Forest in Northern California/no constraints noted | Pilot | September - December 2012 | Chromium | Cr, dissolved | µg/L | N | N/A |  |  |  | 2.6 | ND | 61.5385 | [6 empty] | Data not provided | Data not provided | Data not provided | Data not provided | Data not provided | Data not provided | Data not provided | Data not provided |  | Influent | 3.17 | 8.22 | mg/L | 9.71 | °C | Data not provided | N/A | Data not provided | N/A | 256 | mV | 2192 | µS/cm | None | N/A | Data not provided | Data not provided | Data not provided | Data not provided | Data not provided | Data not provided | Data not provided | Data not provided | The short time period of the study and cold weather/cold influent water appear to have had an overall negative effect on establishing robust microbial communities and sustaining sulfate reduction. | Data not provided | Fresh dairy cow manure should be used rather than horse manure - Dairy manure has been shown to contain higher numbers and diversity of SRB than horse or other manure types. Must have a consistent ethanol dose to the barrels. | Data not provided | Same as BCR 4 with the addition of ethanol. Successive alkalinity producing system (SAPS) with manure and limestone | Data not provided | Multiple limits of detection over time of study. Value is the max effluent value not qualified as non-detect. Range of non-detect values is < 2.7 - < 20. | ND = non-detect (< 2)
Treatability Study Technical Memorandum, Blue Ledge Mine Superfund Site, Siskiyou County, California | BLUE LEDGE MINE | CAN000906063 | N/A | N/A | TSP05 | Post operations | BCR 5 | Passive | Successive alkalinity producing system (SAPS) | Pre-treatment | Discharge from reclaimed waste rock pile 1 (WRP1) area (adits, runoff, and groundwater seeps) | N | Pre-treatment | Data not provided | Rogue River – Siskiyou National Forest in Northern California/no constraints noted | Pilot | September - December 2012 | Chromium | Cr, total | µg/L | N | N/A | [6 empty] | ND | 2.7–7 | 63.0 - 85.7 |  |  |  | Data not provided | Data not provided | Data not provided | Data not provided | Data not provided | Data not provided | Data not provided | Data not provided |  | Effluent (range for the period of record) | 6.14–6.99 | 0.87–7.74 | mg/L | 4.63–15.79 | °C | Data not provided | N/A | Data not provided | N/A | (-)226.9–78.9 | mV | 670–4,338 | µS/cm | None | N/A | Data not provided | Data not provided | Data not provided | Data not provided | Data not provided | Data not provided | Data not provided | Data not provided | The short time period of the study and cold weather/cold influent water appear to have had an overall negative effect on establishing robust microbial communities and sustaining sulfate reduction. | Data not provided | Fresh dairy cow manure should be used rather than horse manure - Dairy manure has been shown to contain higher numbers and diversity of SRB than horse or other manure types. Must have a consistent ethanol dose to the barrels. | Data not provided | Same as BCR 4 with the addition of ethanol. Successive alkalinity producing system (SAPS) with manure and limestone | Data not provided | Data not provided | All effluent values are ND (non-detect) with a range of < 2 - < 20. A range of values is shown to reflect multiple days with effluent below the detection limit.
Treatability Study Technical Memorandum, Blue Ledge Mine Superfund Site, Siskiyou County, California | BLUE LEDGE MINE | CAN000906063 | N/A | N/A | TSP05 | Post operations | BCR 5 | Passive | Successive alkalinity producing system (SAPS) | Pre-treatment | Discharge from reclaimed waste rock pile 1 (WRP1) area (adits, runoff, and groundwater seeps) | N | Pre-treatment | Data not provided | Rogue River – Siskiyou National Forest in Northern California/no constraints noted | Pilot | September - December 2012 | Chromium | Cr, dissolved | µg/L | N | N/A | [6 empty] | ND | 2.7–7 | 63.0 - 85.7 |  |  |  | Data not provided | Data not provided | Data not provided | Data not provided | Data not provided | Data not provided | Data not provided | Data not provided |  | Effluent (range for the period of record) | 6.14–6.99 | 0.87–7.74 | mg/L | 4.63–15.79 | °C | Data not provided | N/A | Data not provided | N/A | (-)226.9–78.9 | mV | 670–4,338 | µS/cm | None | N/A | Data not provided | Data not provided | Data not provided | Data not provided | Data not provided | Data not provided | Data not provided | Data not provided | The short time period of the study and cold weather/cold influent water appear to have had an overall negative effect on establishing robust microbial communities and sustaining sulfate reduction. | Data not provided | Fresh dairy cow manure should be used rather than horse manure - Dairy manure has been shown to contain higher numbers and diversity of SRB than horse or other manure types. Must have a consistent ethanol dose to the barrels. | Data not provided | Same as BCR 4 with the addition of ethanol. Successive alkalinity producing system (SAPS) with manure and limestone | Data not provided | Data not provided | All effluent values are ND (non-detect) with a range of < 2 - < 20. A range of values is shown to reflect multiple days with effluent below the detection limit.
Treatability Study Technical Memorandum, Blue Ledge Mine Superfund Site, Siskiyou County, California | BLUE LEDGE MINE | CAN000906063 | N/A | N/A | TSP05 | Post operations | BCR 5 | Passive | Successive alkalinity producing system (SAPS) | Pre-treatment | Discharge from reclaimed waste rock pile 1 (WRP1) area (adits, runoff, and groundwater seeps) | N | Pre-treatment | Data not provided | Rogue River – Siskiyou National Forest in Northern California/no constraints noted | Pilot | September - December 2012 | Chromium | Cr, total | µg/L | N | N/A | [9 empty] | ND | 2.7–7 | 63.0 - 85.7 | Data not provided | Data not provided | Data not provided | Data not provided | Data not provided | Data not provided | Data not provided | Data not provided |  | Effluent (range for the period of record) | 6.14–6.99 | 0.87–7.74 | mg/L | 4.63–15.79 | °C | Data not provided | N/A | Data not provided | N/A | (-)226.9–78.9 | mV | 670–4,338 | µS/cm | None | N/A | Data not provided | Data not provided | Data not provided | Data not provided | Data not provided | Data not provided | Data not provided | Data not provided | The short time period of the study and cold weather/cold influent water appear to have had an overall negative effect on establishing robust microbial communities and sustaining sulfate reduction. | Data not provided | Fresh dairy cow manure should be used rather than horse manure - Dairy manure has been shown to contain higher numbers and diversity of SRB than horse or other manure types. Must have a consistent ethanol dose to the barrels. | Data not provided | Same as BCR 4 with the addition of ethanol. Successive alkalinity producing system (SAPS) with manure and limestone | Data not provided | Data not provided | All effluent values are ND (non-detect) with a range of < 2 - < 20. A range of values is shown to reflect multiple days with effluent below the detection limit.
Treatability Study Technical Memorandum, Blue Ledge Mine Superfund Site, Siskiyou County, California | BLUE LEDGE MINE | CAN000906063 | N/A | N/A | TSP05 | Post operations | BCR 5 | Passive | Successive alkalinity producing system (SAPS) | Pre-treatment | Discharge from reclaimed waste rock pile 1 (WRP1) area (adits, runoff, and groundwater seeps) | N | Pre-treatment | Data not provided | Rogue River – Siskiyou National Forest in Northern California/no constraints noted | Pilot | September - December 2012 | Chromium | Cr, dissolved | µg/L | N | N/A | [9 empty] | ND | 2.7–7 | 63.0 - 85.7 | Data not provided | Data not provided | Data not provided | Data not provided | Data not provided | Data not provided | Data not provided | Data not provided |  | Effluent (range for the period of record) | 6.14–6.99 | 0.87–7.74 | mg/L | 4.63–15.79 | °C | Data not provided | N/A | Data not provided | N/A | (-)226.9–78.9 | mV | 670–4,338 | µS/cm | None | N/A | Data not provided | Data not provided | Data not provided | Data not provided | Data not provided | Data not provided | Data not provided | Data not provided | The short time period of the study and cold weather/cold influent water appear to have had an overall negative effect on establishing robust microbial communities and sustaining sulfate reduction. | Data not provided | Fresh dairy cow manure should be used rather than horse manure - Dairy manure has been shown to contain higher numbers and diversity of SRB than horse or other manure types. Must have a consistent ethanol dose to the barrels. | Data not provided | Same as BCR 4 with the addition of ethanol. Successive alkalinity producing system (SAPS) with manure and limestone | Data not provided | Data not provided | All effluent values are ND (non-detect) with a range of < 2 - < 20. A range of values is shown to reflect multiple days with effluent below the detection limit.
Treatability Study Technical Memorandum, Blue Ledge Mine Superfund Site, Siskiyou County, California | BLUE LEDGE MINE | CAN000906063 | N/A | N/A | TSP01 | Post operations | BCR 1 | Passive | Biochemical reactor (BCR) | No pre-treatment | Discharge from reclaimed waste rock pile 1 (WRP1) area (adits, runoff, and groundwater seeps) | N | BCR without pre-treatment | Data not provided | Rogue River – Siskiyou National Forest in Northern California/no constraints noted | Pilot | September - December 2012 | Copper | Cu, total | µg/L | N | N/A | 21600 | 2260 | 89.537 | [9 empty] | Data not provided | Data not provided | Data not provided | Data not provided | Data not provided | Data not provided | Data not provided | Data not provided |  | Influent | 3.08 | 8.23 | mg/L | 8.55 | °C | Data not provided | N/A | Data not provided | N/A | 243 | mV | 2215 | µS/cm | None | N/A | Data not provided | Data not provided | Data not provided | Data not provided | Data not provided | Data not provided | Data not provided | Data not provided | The short time period of the study and cold weather/cold influent water appear to have had an overall negative effect on establishing robust microbial communities and sustaining sulfate reduction. | Data not provided | Fresh dairy cow manure should be used rather than horse manure - Dairy manure has been shown to contain higher numbers and diversity of SRB than horse or other manure types. Must have a consistent ethanol dose to the barrels. | Data not provided | Substrate: standard wood based substrate (wood chips and sawdust) | Data not provided | Data not provided
Treatability Study Technical Memorandum, Blue Ledge Mine Superfund Site, Siskiyou County, California | BLUE LEDGE MINE | CAN000906063 | N/A | N/A | TSP01 | Post operations | BCR 1 | Passive | Biochemical reactor (BCR) | No pre-treatment | Discharge from reclaimed waste rock pile 1 (WRP1) area (adits, runoff, and groundwater seeps) | N | BCR without pre-treatment | Data not provided | Rogue River – Siskiyou National Forest in Northern California/no constraints noted | Pilot | September - December 2012 | Copper | Cu, dissolved | µg/L | N | N/A | 21500 | 1910 | 91.1163 | [9 empty] | Data not provided | Data not provided | Data not provided | Data not provided | Data not provided | Data not provided | Data not provided | Data not provided |  | Influent | 3.08 | 8.23 | mg/L | 8.55 | °C | Data not provided | N/A | Data not provided | N/A | 243 | mV | 2215 | µS/cm | None | N/A | Data not provided | Data not provided | Data not provided | Data not provided | Data not provided | Data not provided | Data not provided | Data not provided | The short time period of the study and cold weather/cold influent water appear to have had an overall negative effect on establishing robust microbial communities and sustaining sulfate reduction. | Data not provided | Fresh dairy cow manure should be used rather than horse manure - Dairy manure has been shown to contain higher numbers and diversity of SRB than horse or other manure types. Must have a consistent ethanol dose to the barrels. | Data not provided | Substrate: standard wood based substrate (wood chips and sawdust) | Data not provided | Data not provided
Treatability Study Technical Memorandum, Blue Ledge Mine Superfund Site, Siskiyou County, California | BLUE LEDGE MINE | CAN000906063 | N/A | N/A | TSP01 | Post operations | BCR 1 | Passive | Biochemical reactor (BCR) | No pre-treatment | Discharge from reclaimed waste rock pile 1 (WRP1) area (adits, runoff, and groundwater seeps) | N | BCR without pre-treatment | Data not provided | Rogue River – Siskiyou National Forest in Northern California/no constraints noted | Pilot | September - December 2012 | Copper | Cu, total | µg/L | N | N/A |  |  |  | 10100 | 16.2 | 99.8396 | [6 empty] | Data not provided | Data not provided | Data not provided | Data not provided | Data not provided | Data not provided | Data not provided | Data not provided |  | Influent | 3.06 | 9.35 | mg/L | 3.83 | °C | Data not provided | N/A | Data not provided | N/A | 481 | mV | 702 | µS/cm | None | N/A | Data not provided | Data not provided | Data not provided | Data not provided | Data not provided | Data not provided | Data not provided | Data not provided | The short time period of the study and cold weather/cold influent water appear to have had an overall negative effect on establishing robust microbial communities and sustaining sulfate reduction. | Data not provided | Fresh dairy cow manure should be used rather than horse manure - Dairy manure has been shown to contain higher numbers and diversity of SRB than horse or other manure types. Must have a consistent ethanol dose to the barrels. | Data not provided | Substrate: standard wood based substrate (wood chips and sawdust) | Data not provided | Data not provided
Treatability Study Technical Memorandum, Blue Ledge Mine Superfund Site, Siskiyou County, California | BLUE LEDGE MINE | CAN000906063 | N/A | N/A | TSP01 | Post operations | BCR 1 | Passive | Biochemical reactor (BCR) | No pre-treatment | Discharge from reclaimed waste rock pile 1 (WRP1) area (adits, runoff, and groundwater seeps) | N | BCR without pre-treatment | Data not provided | Rogue River – Siskiyou National Forest in Northern California/no constraints noted | Pilot | September - December 2012 | Copper | Cu, dissolved | µg/L | N | N/A |  |  |  | 9830 | ND | 99.9491 | [6 empty] | Data not provided | Data not provided | Data not provided | Data not provided | Data not provided | Data not provided | Data not provided | Data not provided |  | Influent | 3.06 | 9.35 | mg/L | 3.83 | °C | Data not provided | N/A | Data not provided | N/A | 481 | mV | 702 | µS/cm | None | N/A | Data not provided | Data not provided | Data not provided | Data not provided | Data not provided | Data not provided | Data not provided | Data not provided | The short time period of the study and cold weather/cold influent water appear to have had an overall negative effect on establishing robust microbial communities and sustaining sulfate reduction. | Data not provided | Fresh dairy cow manure should be used rather than horse manure - Dairy manure has been shown to contain higher numbers and diversity of SRB than horse or other manure types. Must have a consistent ethanol dose to the barrels. | Data not provided | Substrate: standard wood based substrate (wood chips and sawdust) | Data not provided | Data not provided | ND = non-detect (< 10)
Treatability Study Technical Memorandum, Blue Ledge Mine Superfund Site, Siskiyou County, California | BLUE LEDGE MINE | CAN000906063 | N/A | N/A | TSP01 | Post operations | BCR 1 | Passive | Biochemical reactor (BCR) | No pre-treatment | Discharge from reclaimed waste rock pile 1 (WRP1) area (adits, runoff, and groundwater seeps) | N | BCR without pre-treatment | Data not provided | Rogue River – Siskiyou National Forest in Northern California/no constraints noted | Pilot | September - December 2012 | Copper | Cu, total | µg/L | N | N/A | [6 empty] | 2660 | 16900 | 84.2604 |  |  |  | Data not provided | Data not provided | Data not provided | Data not provided | Data not provided | Data not provided | Data not provided | Data not provided |  | Effluent | 5.77 | 8.05 | mg/L | 14.73 | °C | Data not provided | N/A | Data not provided | N/A | 249.4 | mV | 2656 | µS/cm | None | N/A | Data not provided | Data not provided | Data not provided | Data not provided | Data not provided | Data not provided | Data not provided | Data not provided | The short time period of the study and cold weather/cold influent water appear to have had an overall negative effect on establishing robust microbial communities and sustaining sulfate reduction. | Data not provided | Fresh dairy cow manure should be used rather than horse manure - Dairy manure has been shown to contain higher numbers and diversity of SRB than horse or other manure types. Must have a consistent ethanol dose to the barrels. | Data not provided | Substrate: standard wood based substrate (wood chips and sawdust) | Data not provided | Data not provided
Treatability Study Technical Memorandum, Blue Ledge Mine Superfund Site, Siskiyou County, California | BLUE LEDGE MINE | CAN000906063 | N/A | N/A | TSP01 | Post operations | BCR 1 | Passive | Biochemical reactor (BCR) | No pre-treatment | Discharge from reclaimed waste rock pile 1 (WRP1) area (adits, runoff, and groundwater seeps) | N | BCR without pre-treatment | Data not provided | Rogue River – Siskiyou National Forest in Northern California/no constraints noted | Pilot | September - December 2012 | Copper | Cu, dissolved | µg/L | N | N/A | [6 empty] | 2130 | 16700 | 87.2455 |  |  |  | Data not provided | Data not provided | Data not provided | Data not provided | Data not provided | Data not provided | Data not provided | Data not provided | 87.2–99.9 % | Effluent | 5.77 | 8.05 | mg/L | 14.73 | °C | Data not provided | N/A | Data not provided | N/A | 249.4 | mV | 2656 | µS/cm | None | N/A | Data not provided | Data not provided | Data not provided | Data not provided | Data not provided | Data not provided | Data not provided | Data not provided | The short time period of the study and cold weather/cold influent water appear to have had an overall negative effect on establishing robust microbial communities and sustaining sulfate reduction. | Data not provided | Fresh dairy cow manure should be used rather than horse manure - Dairy manure has been shown to contain higher numbers and diversity of SRB than horse or other manure types. Must have a consistent ethanol dose to the barrels. | Data not provided | Substrate: standard wood based substrate (wood chips and sawdust) | The dissolved metal concentrations in the first flush in October may have been high enough to be acutely toxic to the BCR microorganisms. This could have set back the establishment of the BCR microbial community in both BCR1 and 2. | Multiple limits of detection over time of study. Value is the max effluent value not qualified as non-detect. Non-detect value is < 10.
Treatability Study Technical Memorandum, Blue Ledge Mine Superfund Site, Siskiyou County, California | BLUE LEDGE MINE | CAN000906063 | N/A | N/A | TSP01 | Post operations | BCR 1 | Passive | Biochemical reactor (BCR) | No pre-treatment | Discharge from reclaimed waste rock pile 1 (WRP1) area (adits, runoff, and groundwater seeps) | N | BCR without pre-treatment | Data not provided | Rogue River – Siskiyou National Forest in Northern California/no constraints noted | Pilot | September - December 2012 | Copper | Cu, total | µg/L | N | N/A | [9 empty] | 7 | 13900 | 99.9496 | Data not provided | Data not provided | Data not provided | Data not provided | Data not provided | Data not provided | Data not provided | Data not provided |  | Effluent | Data not provided | 2.82 | mg/L | 6.2 | °C | Data not provided | N/A | Data not provided | N/A | 71.3 | mV | 2255 | µS/cm | None | N/A | Data not provided | Data not provided | Data not provided | Data not provided | Data not provided | Data not provided | Data not provided | Data not provided | The short time period of the study and cold weather/cold influent water appear to have had an overall negative effect on establishing robust microbial communities and sustaining sulfate reduction. | Data not provided | Fresh dairy cow manure should be used rather than horse manure - Dairy manure has been shown to contain higher numbers and diversity of SRB than horse or other manure types. Must have a consistent ethanol dose to the barrels. | Data not provided | Substrate: standard wood based substrate (wood chips and sawdust) | Data not provided | Data not provided
Treatability Study Technical Memorandum, Blue Ledge Mine Superfund Site, Siskiyou County, California | BLUE LEDGE MINE | CAN000906063 | N/A | N/A | TSP01 | Post operations | BCR 1 | Passive | Biochemical reactor (BCR) | No pre-treatment | Discharge from reclaimed waste rock pile 1 (WRP1) area (adits, runoff, and groundwater seeps) | N | BCR without pre-treatment | Data not provided | Rogue River – Siskiyou National Forest in Northern California/no constraints noted | Pilot | September - December 2012 | Copper | Cu, dissolved | µg/L | N | N/A | [9 empty] | 1.7 | 14600 | 99.9884 | Data not provided | Data not provided | Data not provided | Data not provided | Data not provided | Data not provided | Data not provided | Data not provided | 87.2–99.9 % | Effluent | Data not provided | 2.82 | mg/L | 6.2 | °C | Data not provided | N/A | Data not provided | N/A | 71.3 | mV | 2255 | µS/cm | None | N/A | Data not provided | Data not provided | Data not provided | Data not provided | Data not provided | Data not provided | Data not provided | Data not provided | The short time period of the study and cold weather/cold influent water appear to have had an overall negative effect on establishing robust microbial communities and sustaining sulfate reduction. | Data not provided | Fresh dairy cow manure should be used rather than horse manure - Dairy manure has been shown to contain higher numbers and diversity of SRB than horse or other manure types. Must have a consistent ethanol dose to the barrels. | Data not provided | Substrate: standard wood based substrate (wood chips and sawdust) | The dissolved metal concentrations in the first flush in October may have been high enough to be acutely toxic to the BCR microorganisms. This could have set back the establishment of the BCR microbial community in both BCR1 and 2. | Multiple limits of detection over time of study. Value is the min effluent value not qualified as non-detect. Non-detect value is < 10.
Treatability Study Technical Memorandum, Blue Ledge Mine Superfund Site, Siskiyou County, California | BLUE LEDGE MINE | CAN000906063 | N/A | N/A | TSP02 | Post operations | BCR 2 | Passive | Biochemical reactor (BCR) | No pre-treatment | Discharge from reclaimed waste rock pile 1 (WRP1) area (adits, runoff, and groundwater seeps) | N | BCR without pre-treatment | Data not provided | Rogue River – Siskiyou National Forest in Northern California/no constraints noted | Pilot | September - December 2012 | Copper | Cu, total | µg/L | N | N/A | 21600 | 1020 | 95.2778 | [9 empty] | Data not provided | Data not provided | Data not provided | Data not provided | Data not provided | Data not provided | Data not provided | Data not provided |  | Influent | 3.08 | 8.23 | mg/L | 8.55 | °C | Data not provided | N/A | Data not provided | N/A | 243 | mV | 2215 | µS/cm | None | N/A | Data not provided | Data not provided | Data not provided | Data not provided | Data not provided | Data not provided | Data not provided | Data not provided | The short time period of the study and cold weather/cold influent water appear to have had an overall negative effect on establishing robust microbial communities and sustaining sulfate reduction. | Data not provided | Fresh dairy cow manure should be used rather than horse manure - Dairy manure has been shown to contain higher numbers and diversity of SRB than horse or other manure types. Must have a consistent ethanol dose to the barrels. | Data not provided | Substrate: standard wood based substrate (wood chips and sawdust) with compost (horse manure) | Data not provided | Data not provided
Treatability Study Technical Memorandum, Blue Ledge Mine Superfund Site, Siskiyou County, California | BLUE LEDGE MINE | CAN000906063 | N/A | N/A | TSP02 | Post operations | BCR 2 | Passive | Biochemical reactor (BCR) | No pre-treatment | Discharge from reclaimed waste rock pile 1 (WRP1) area (adits, runoff, and groundwater seeps) | N | BCR without pre-treatment | Data not provided | Rogue River – Siskiyou National Forest in Northern California/no constraints noted | Pilot | September - December 2012 | Copper | Cu, dissolved | µg/L | N | N/A | 21500 | 741 | 96.5535 | [9 empty] | Data not provided | Data not provided | Data not provided | Data not provided | Data not provided | Data not provided | Data not provided | Data not provided |  | Influent | 3.08 | 8.23 | mg/L | 8.55 | °C | Data not provided | N/A | Data not provided | N/A | 243 | mV | 2215 | µS/cm | None | N/A | Data not provided | Data not provided | Data not provided | Data not provided | Data not provided | Data not provided | Data not provided | Data not provided | The short time period of the study and cold weather/cold influent water appear to have had an overall negative effect on establishing robust microbial communities and sustaining sulfate reduction. | Data not provided | Fresh dairy cow manure should be used rather than horse manure - Dairy manure has been shown to contain higher numbers and diversity of SRB than horse or other manure types. Must have a consistent ethanol dose to the barrels. | Data not provided | Substrate: standard wood based substrate (wood chips and sawdust) with compost (horse manure) | Data not provided | Data not provided
Treatability Study Technical Memorandum, Blue Ledge Mine Superfund Site, Siskiyou County, California | BLUE LEDGE MINE | CAN000906063 | N/A | N/A | TSP02 | Post operations | BCR 2 | Passive | Biochemical reactor (BCR) | No pre-treatment | Discharge from reclaimed waste rock pile 1 (WRP1) area (adits, runoff, and groundwater seeps) | N | BCR without pre-treatment | Data not provided | Rogue River – Siskiyou National Forest in Northern California/no constraints noted | Pilot | September - December 2012 | Copper | Cu, total | µg/L | N | N/A |  |  |  | 10100 | 23.6 | 99.7663 | [6 empty] | Data not provided | Data not provided | Data not provided | Data not provided | Data not provided | Data not provided | Data not provided | Data not provided |  | Influent | 3.06 | 9.35 | mg/L | 3.83 | °C | Data not provided | N/A | Data not provided | N/A | 481 | mV | 702 | µS/cm | None | N/A | Data not provided | Data not provided | Data not provided | Data not provided | Data not provided | Data not provided | Data not provided | Data not provided | The short time period of the study and cold weather/cold influent water appear to have had an overall negative effect on establishing robust microbial communities and sustaining sulfate reduction. | Data not provided | Fresh dairy cow manure should be used rather than horse manure - Dairy manure has been shown to contain higher numbers and diversity of SRB than horse or other manure types. Must have a consistent ethanol dose to the barrels. | Data not provided | Substrate: standard wood based substrate (wood chips and sawdust) with compost (horse manure) | Data not provided | Data not provided
Treatability Study Technical Memorandum, Blue Ledge Mine Superfund Site, Siskiyou County, California | BLUE LEDGE MINE | CAN000906063 | N/A | N/A | TSP02 | Post operations | BCR 2 | Passive | Biochemical reactor (BCR) | No pre-treatment | Discharge from reclaimed waste rock pile 1 (WRP1) area (adits, runoff, and groundwater seeps) | N | BCR without pre-treatment | Data not provided | Rogue River – Siskiyou National Forest in Northern California/no constraints noted | Pilot | September - December 2012 | Copper | Cu, dissolved | µg/L | N | N/A |  |  |  | 9830 | ND | 99.9491 | [6 empty] | Data not provided | Data not provided | Data not provided | Data not provided | Data not provided | Data not provided | Data not provided | Data not provided |  | Influent | 3.06 | 9.35 | mg/L | 3.83 | °C | Data not provided | N/A | Data not provided | N/A | 481 | mV | 702 | µS/cm | None | N/A | Data not provided | Data not provided | Data not provided | Data not provided | Data not provided | Data not provided | Data not provided | Data not provided | The short time period of the study and cold weather/cold influent water appear to have had an overall negative effect on establishing robust microbial communities and sustaining sulfate reduction. | Data not provided | Fresh dairy cow manure should be used rather than horse manure - Dairy manure has been shown to contain higher numbers and diversity of SRB than horse or other manure types. Must have a consistent ethanol dose to the barrels. | Data not provided | Substrate: standard wood based substrate (wood chips and sawdust) with compost (horse manure) | Data not provided | Data not provided | ND = non-detect (< 10)
Treatability Study Technical Memorandum, Blue Ledge Mine Superfund Site, Siskiyou County, California | BLUE LEDGE MINE | CAN000906063 | N/A | N/A | TSP02 | Post operations | BCR 2 | Passive | Biochemical reactor (BCR) | No pre-treatment | Discharge from reclaimed waste rock pile 1 (WRP1) area (adits, runoff, and groundwater seeps) | N | BCR without pre-treatment | Data not provided | Rogue River – Siskiyou National Forest in Northern California/no constraints noted | Pilot | September - December 2012 | Copper | Cu, total | µg/L | N | N/A | [6 empty] | 1210 | 16900 | 92.8402 |  |  |  | Data not provided | Data not provided | Data not provided | Data not provided | Data not provided | Data not provided | Data not provided | Data not provided |  | Effluent | 5.55 | 5.45 | mg/L | 14.93 | °C | Data not provided | N/A | Data not provided | N/A | 79 | mV | 5425 | µS/cm | None | N/A | Data not provided | Data not provided | Data not provided | Data not provided | Data not provided | Data not provided | Data not provided | Data not provided | The short time period of the study and cold weather/cold influent water appear to have had an overall negative effect on establishing robust microbial communities and sustaining sulfate reduction. | Data not provided | Fresh dairy cow manure should be used rather than horse manure - Dairy manure has been shown to contain higher numbers and diversity of SRB than horse or other manure types. Must have a consistent ethanol dose to the barrels. | Data not provided | Substrate: standard wood based substrate (wood chips and sawdust) with compost (horse manure) | Data not provided | Data not provided
Treatability Study Technical Memorandum, Blue Ledge Mine Superfund Site, Siskiyou County, California | BLUE LEDGE MINE | CAN000906063 | N/A | N/A | TSP02 | Post operations | BCR 2 | Passive | Biochemical reactor (BCR) | No pre-treatment | Discharge from reclaimed waste rock pile 1 (WRP1) area (adits, runoff, and groundwater seeps) | N | BCR without pre-treatment | Data not provided | Rogue River – Siskiyou National Forest in Northern California/no constraints noted | Pilot | September - December 2012 | Copper | Cu, dissolved | µg/L | N | N/A | [6 empty] | 1040 | 16700 | 93.7725 |  |  |  | Data not provided | Data not provided | Data not provided | Data not provided | Data not provided | Data not provided | Data not provided | Data not provided | 93.8–99.9 % | Effluent | 5.55 | 5.45 | mg/L | 14.93 | °C | Data not provided | N/A | Data not provided | N/A | 79 | mV | 5425 | µS/cm | None | N/A | Data not provided | Data not provided | Data not provided | Data not provided | Data not provided | Data not provided | Data not provided | Data not provided | The short time period of the study and cold weather/cold influent water appear to have had an overall negative effect on establishing robust microbial communities and sustaining sulfate reduction. | Data not provided | Fresh dairy cow manure should be used rather than horse manure - Dairy manure has been shown to contain higher numbers and diversity of SRB than horse or other manure types. Must have a consistent ethanol dose to the barrels. | Data not provided | Substrate: standard wood based substrate (wood chips and sawdust) with compost (horse manure) | The dissolved metal concentrations in the first flush in October may have been high enough to be acutely toxic to the BCR microorganisms. This could have set back the establishment of the BCR microbial community in both BCR1 and 2. | Multiple limits of detection over time of study. Value is the min effluent value not qualified as non-detect. Non-detect value is < 10.
Treatability Study Technical Memorandum, Blue Ledge Mine Superfund Site, Siskiyou County, California | BLUE LEDGE MINE | CAN000906063 | N/A | N/A | TSP02 | Post operations | BCR 2 | Passive | Biochemical reactor (BCR) | No pre-treatment | Discharge from reclaimed waste rock pile 1 (WRP1) area (adits, runoff, and groundwater seeps) | N | BCR without pre-treatment | Data not provided | Rogue River – Siskiyou National Forest in Northern California/no constraints noted | Pilot | September - December 2012 | Copper | Cu, total | µg/L | N | N/A | [9 empty] | 10 | 12800 | 99.9219 | Data not provided | Data not provided | Data not provided | Data not provided | Data not provided | Data not provided | Data not provided | Data not provided |  | Effluent | 6.46 | 5.16 | mg/L | 6.76 | °C | Data not provided | N/A | Data not provided | N/A | 3.8 | mV | 1971 | µS/cm | None | N/A | Data not provided | Data not provided | Data not provided | Data not provided | Data not provided | Data not provided | Data not provided | Data not provided | The short time period of the study and cold weather/cold influent water appear to have had an overall negative effect on establishing robust microbial communities and sustaining sulfate reduction. | Data not provided | Fresh dairy cow manure should be used rather than horse manure - Dairy manure has been shown to contain higher numbers and diversity of SRB than horse or other manure types. Must have a consistent ethanol dose to the barrels. | Data not provided | Substrate: standard wood based substrate (wood chips and sawdust) with compost (horse manure) | Data not provided | Data not provided
Treatability Study Technical Memorandum, Blue Ledge Mine Superfund Site, Siskiyou County, California | BLUE LEDGE MINE | CAN000906063 | N/A | N/A | TSP02 | Post operations | BCR 2 | Passive | Biochemical reactor (BCR) | No pre-treatment | Discharge from reclaimed waste rock pile 1 (WRP1) area (adits, runoff, and groundwater seeps) | N | BCR without pre-treatment | Data not provided | Rogue River – Siskiyou National Forest in Northern California/no constraints noted | Pilot | September - December 2012 | Copper | Cu, dissolved | µg/L | N | N/A | [9 empty] | 0.42 | 17400 | 99.9976 | Data not provided | Data not provided | Data not provided | Data not provided | Data not provided | Data not provided | Data not provided | Data not provided | 93.8–99.9 % | Effluent | 6.5 | 5.42 | mg/L | 5.57 | °C | Data not provided | N/A | Data not provided | N/A | -93.7 | mV | 2026 | µS/cm | None | N/A | Data not provided | Data not provided | Data not provided | Data not provided | Data not provided | Data not provided | Data not provided | Data not provided | The short time period of the study and cold weather/cold influent water appear to have had an overall negative effect on establishing robust microbial communities and sustaining sulfate reduction. | Data not provided | Fresh dairy cow manure should be used rather than horse manure - Dairy manure has been shown to contain higher numbers and diversity of SRB than horse or other manure types. Must have a consistent ethanol dose to the barrels. | Data not provided | Substrate: standard wood based substrate (wood chips and sawdust) with compost (horse manure) | The dissolved metal concentrations in the first flush in October may have been high enough to be acutely toxic to the BCR microorganisms. This could have set back the establishment of the BCR microbial community in both BCR1 and 2. | Multiple limits of detection over time of study. Value is the min effluent value not qualified as non-detect. Non-detect value is < 10.
Treatability Study Technical Memorandum, Blue Ledge Mine Superfund Site, Siskiyou County, California | BLUE LEDGE MINE | CAN000906063 | N/A | N/A | TSP03 | Post operations | BCR 3 | Passive | Biochemical reactor (BCR) | No pre-treatment | Discharge from reclaimed waste rock pile 1 (WRP1) area (adits, runoff, and groundwater seeps) | N | BCR without pre-treatment | Data not provided | Rogue River – Siskiyou National Forest in Northern California/no constraints noted | Pilot | September - December 2012 | Copper | Cu, total | µg/L | N | N/A | 21600 | 33.5 | 99.8449 | [9 empty] | Data not provided | Data not provided | Data not provided | Data not provided | Data not provided | Data not provided | Data not provided | Data not provided |  | Influent | 3.08 | 8.23 | mg/L | 8.55 | °C | Data not provided | N/A | Data not provided | N/A | 243 | mV | 2215 | µS/cm | None | N/A | Data not provided | Data not provided | Data not provided | Data not provided | Data not provided | Data not provided | Data not provided | Data not provided | The short time period of the study and cold weather/cold influent water appear to have had an overall negative effect on establishing robust microbial communities and sustaining sulfate reduction. | Data not provided | Fresh dairy cow manure should be used rather than horse manure - Dairy manure has been shown to contain higher numbers and diversity of SRB than horse or other manure types. Must have a consistent ethanol dose to the barrels. | Data not provided | Substrate: ChitoRem | Data not provided | Data not provided
Treatability Study Technical Memorandum, Blue Ledge Mine Superfund Site, Siskiyou County, California | BLUE LEDGE MINE | CAN000906063 | N/A | N/A | TSP03 | Post operations | BCR 3 | Passive | Biochemical reactor (BCR) | No pre-treatment | Discharge from reclaimed waste rock pile 1 (WRP1) area (adits, runoff, and groundwater seeps) | N | BCR without pre-treatment | Data not provided | Rogue River – Siskiyou National Forest in Northern California/no constraints noted | Pilot | September - December 2012 | Copper | Cu, dissolved | µg/L | N | N/A | 21500 | 25.9 | 99.8795 | [9 empty] | Data not provided | Data not provided | Data not provided | Data not provided | Data not provided | Data not provided | Data not provided | Data not provided |  | Influent | 3.08 | 8.23 | mg/L | 8.55 | °C | Data not provided | N/A | Data not provided | N/A | 243 | mV | 2215 | µS/cm | None | N/A | Data not provided | Data not provided | Data not provided | Data not provided | Data not provided | Data not provided | Data not provided | Data not provided | The short time period of the study and cold weather/cold influent water appear to have had an overall negative effect on establishing robust microbial communities and sustaining sulfate reduction. | Data not provided | Fresh dairy cow manure should be used rather than horse manure - Dairy manure has been shown to contain higher numbers and diversity of SRB than horse or other manure types. Must have a consistent ethanol dose to the barrels. | Data not provided | Substrate: ChitoRem | Data not provided | Data not provided
Treatability Study Technical Memorandum, Blue Ledge Mine Superfund Site, Siskiyou County, California | BLUE LEDGE MINE | CAN000906063 | N/A | N/A | TSP03 | Post operations | BCR 3 | Passive | Biochemical reactor (BCR) | No pre-treatment | Discharge from reclaimed waste rock pile 1 (WRP1) area (adits, runoff, and groundwater seeps) | N | BCR without pre-treatment | Data not provided | Rogue River – Siskiyou National Forest in Northern California/no constraints noted | Pilot | September - December 2012 | Copper | Cu, total | µg/L | N | N/A |  |  | Not Available | 10100 | Data not provided | Not Available | [6 empty] | Data not provided | Data not provided | Data not provided | Data not provided | Data not provided | Data not provided | Data not provided | Data not provided |  | Influent | 3.06 | 9.35 | mg/L | 3.83 | °C | Data not provided | N/A | Data not provided | N/A | 481 | mV | 702 | µS/cm | None | N/A | Data not provided | Data not provided | Data not provided | Data not provided | Data not provided | Data not provided | Data not provided | Data not provided | The short time period of the study and cold weather/cold influent water appear to have had an overall negative effect on establishing robust microbial communities and sustaining sulfate reduction. | Data not provided | Fresh dairy cow manure should be used rather than horse manure - Dairy manure has been shown to contain higher numbers and diversity of SRB than horse or other manure types. Must have a consistent ethanol dose to the barrels. | Data not provided | Substrate: ChitoRem | Data not provided | Data not provided
Treatability Study Technical Memorandum, Blue Ledge Mine Superfund Site, Siskiyou County, California | BLUE LEDGE MINE | CAN000906063 | N/A | N/A | TSP03 | Post operations | BCR 3 | Passive | Biochemical reactor (BCR) | No pre-treatment | Discharge from reclaimed waste rock pile 1 (WRP1) area (adits, runoff, and groundwater seeps) | N | BCR without pre-treatment | Data not provided | Rogue River – Siskiyou National Forest in Northern California/no constraints noted | Pilot | September - December 2012 | Copper | Cu, dissolved | µg/L | N | N/A |  |  |  | 9830 | ND | 99.9491 | [6 empty] | Data not provided | Data not provided | Data not provided | Data not provided | Data not provided | Data not provided | Data not provided | Data not provided |  | Influent | 3.06 | 9.35 | mg/L | 3.83 | °C | Data not provided | N/A | Data not provided | N/A | 481 | mV | 702 | µS/cm | None | N/A | Data not provided | Data not provided | Data not provided | Data not provided | Data not provided | Data not provided | Data not provided | Data not provided | The short time period of the study and cold weather/cold influent water appear to have had an overall negative effect on establishing robust microbial communities and sustaining sulfate reduction. | Data not provided | Fresh dairy cow manure should be used rather than horse manure - Dairy manure has been shown to contain higher numbers and diversity of SRB than horse or other manure types. Must have a consistent ethanol dose to the barrels. | Data not provided | Substrate: ChitoRem | Data not provided | Data not provided | ND = non-detect (< 10)
Treatability Study Technical Memorandum, Blue Ledge Mine Superfund Site, Siskiyou County, California | BLUE LEDGE MINE | CAN000906063 | N/A | N/A | TSP03 | Post operations | BCR 3 | Passive | Biochemical reactor (BCR) | No pre-treatment | Discharge from reclaimed waste rock pile 1 (WRP1) area (adits, runoff, and groundwater seeps) | N | BCR without pre-treatment | Data not provided | Rogue River – Siskiyou National Forest in Northern California/no constraints noted | Pilot | September - December 2012 | Copper | Cu, total | µg/L | N | N/A | [6 empty] | 97.5 | 16900 | 99.4231 |  |  |  | Data not provided | Data not provided | Data not provided | Data not provided | Data not provided | Data not provided | Data not provided | Data not provided |  | Effluent | 7.16 | 2.12 | mg/L | 15.37 | °C | Data not provided | N/A | Data not provided | N/A | -107.2 | mV | 29030 | µS/cm | None | N/A | Data not provided | Data not provided | Data not provided | Data not provided | Data not provided | Data not provided | Data not provided | Data not provided | The short time period of the study and cold weather/cold influent water appear to have had an overall negative effect on establishing robust microbial communities and sustaining sulfate reduction. | Data not provided | Fresh dairy cow manure should be used rather than horse manure - Dairy manure has been shown to contain higher numbers and diversity of SRB than horse or other manure types. Must have a consistent ethanol dose to the barrels. | Data not provided | Substrate: ChitoRem | Data not provided | Data not provided
Treatability Study Technical Memorandum, Blue Ledge Mine Superfund Site, Siskiyou County, California | BLUE LEDGE MINE | CAN000906063 | N/A | N/A | TSP03 | Post operations | BCR 3 | Passive | Biochemical reactor (BCR) | No pre-treatment | Discharge from reclaimed waste rock pile 1 (WRP1) area (adits, runoff, and groundwater seeps) | N | BCR without pre-treatment | Data not provided | Rogue River – Siskiyou National Forest in Northern California/no constraints noted | Pilot | September - December 2012 | Copper | Cu, dissolved | µg/L | N | N/A | [6 empty] | 93.9 | 16700 | 99.4377 |  |  |  | Data not provided | Data not provided | Data not provided | Data not provided | Data not provided | Data not provided | Data not provided | Data not provided | 99.4–99.9 % | Effluent | 7.16 | 2.12 | mg/L | 15.37 | °C | Data not provided | N/A | Data not provided | N/A | -107.2 | mV | 29030 | µS/cm | None | N/A | Data not provided | Data not provided | Data not provided | Data not provided | Data not provided | Data not provided | Y | 1.8 µg/L screening level based on Freshwater National Recommended Water Quality Criteria (NRWQC) criterion continuous concentration (CCC) | The short time period of the study and cold weather/cold influent water appear to have had an overall negative effect on establishing robust microbial communities and sustaining sulfate reduction. | Data not provided | Fresh dairy cow manure should be used rather than horse manure - Dairy manure has been shown to contain higher numbers and diversity of SRB than horse or other manure types. Must have a consistent ethanol dose to the barrels. | Data not provided | Substrate: ChitoRem | Data not provided | Multiple limits of detection over time of study. Value is the min effluent value not qualified as non-detect. Non-detect value is < 10.
Treatability Study Technical Memorandum, Blue Ledge Mine Superfund Site, Siskiyou County, California | BLUE LEDGE MINE | CAN000906063 | N/A | N/A | TSP03 | Post operations | BCR 3 | Passive | Biochemical reactor (BCR) | No pre-treatment | Discharge from reclaimed waste rock pile 1 (WRP1) area (adits, runoff, and groundwater seeps) | N | BCR without pre-treatment | Data not provided | Rogue River – Siskiyou National Forest in Northern California/no constraints noted | Pilot | September - December 2012 | Copper | Cu, total | µg/L | N | N/A | [9 empty] | 5.1 | 16,200–12,800 | 99.96 - 99.97 | Data not provided | Data not provided | Data not provided | Data not provided | Data not provided | Data not provided | Data not provided | Data not provided |  | Effluent | 7.37–7.43 | 4.98–5.28 | mg/L | 5.93–7.29 | °C | Data not provided | N/A | Data not provided | N/A | (-)46.55–(-)39.6 | mV | 6,286–7,189 | µS/cm | None | N/A | Data not provided | Data not provided | Data not provided | Data not provided | Data not provided | Data not provided | Data not provided | Data not provided | The short time period of the study and cold weather/cold influent water appear to have had an overall negative effect on establishing robust microbial communities and sustaining sulfate reduction. | Data not provided | Fresh dairy cow manure should be used rather than horse manure - Dairy manure has been shown to contain higher numbers and diversity of SRB than horse or other manure types. Must have a consistent ethanol dose to the barrels. | Data not provided | Substrate: ChitoRem | Data not provided | Data not provided | A range of values is shown to reflect more than one day with the same effluent.
Treatability Study Technical Memorandum, Blue Ledge Mine Superfund Site, Siskiyou County, California | BLUE LEDGE MINE | CAN000906063 | N/A | N/A | TSP03 | Post operations | BCR 3 | Passive | Biochemical reactor (BCR) | No pre-treatment | Discharge from reclaimed waste rock pile 1 (WRP1) area (adits, runoff, and groundwater seeps) | N | BCR without pre-treatment | Data not provided | Rogue River – Siskiyou National Forest in Northern California/no constraints noted | Pilot | September - December 2012 | Copper | Cu, dissolved | µg/L | N | N/A | [9 empty] | 2.9 | 13,200–17,400 | 99.97 - 99.98 | Data not provided | Data not provided | Data not provided | Data not provided | Data not provided | Data not provided | Data not provided | Data not provided | 99.4–99.9 % | Effluent | 7.37–7.43 | 4.98–5.28 | mg/L | 5.93–7.29 | °C | Data not provided | N/A | Data not provided | N/A | (-)46.55–(-)39.6 | mV | 6,286–7,189 | µS/cm | None | N/A | Data not provided | Data not provided | Data not provided | Data not provided | Data not provided | Data not provided | Y | 1.8 µg/L screening level based on Freshwater National Recommended Water Quality Criteria (NRWQC) criterion continuous concentration (CCC) | The short time period of the study and cold weather/cold influent water appear to have had an overall negative effect on establishing robust microbial communities and sustaining sulfate reduction. | Data not provided | Fresh dairy cow manure should be used rather than horse manure - Dairy manure has been shown to contain higher numbers and diversity of SRB than horse or other manure types. Must have a consistent ethanol dose to the barrels. | Data not provided | Substrate: ChitoRem | Data not provided | Multiple limits of detection over time of study. Value is the min effluent value not qualified as non-detect. Non-detect value is < 10. | A range of values is shown to reflect more than one day with the same effluent.
Treatability Study Technical Memorandum, Blue Ledge Mine Superfund Site, Siskiyou County, California | BLUE LEDGE MINE | CAN000906063 | N/A | N/A | TSP04 | Post operations | BCR 4 | Passive | Successive alkalinity producing system (SAPS) | Pre-treatment | Discharge from reclaimed waste rock pile 1 (WRP1) area (adits, runoff, and groundwater seeps) | N | Pre-treatment | Data not provided | Rogue River – Siskiyou National Forest in Northern California/no constraints noted | Pilot | September - December 2012 | Copper | Cu, total | µg/L | N | N/A | 21600 | 640 | 97.037 | [9 empty] | Data not provided | Data not provided | Data not provided | Data not provided | Data not provided | Data not provided | Data not provided | Data not provided |  | Influent | 3.08 | 8.23 | mg/L | 8.55 | °C | Data not provided | N/A | Data not provided | N/A | 243 | mV | 2215 | µS/cm | None | N/A | Data not provided | Data not provided | Data not provided | Data not provided | Data not provided | Data not provided | Data not provided | Data not provided | The short time period of the study and cold weather/cold influent water appear to have had an overall negative effect on establishing robust microbial communities and sustaining sulfate reduction. | Data not provided | Fresh dairy cow manure should be used rather than horse manure - Dairy manure has been shown to contain higher numbers and diversity of SRB than horse or other manure types. Must have a consistent ethanol dose to the barrels. | Data not provided | Successive alkalinity producing system (SAPS) with manure and limestone | Data not provided | Data not provided
Treatability Study Technical Memorandum, Blue Ledge Mine Superfund Site, Siskiyou County, California | BLUE LEDGE MINE | CAN000906063 | N/A | N/A | TSP04 | Post operations | BCR 4 | Passive | Successive alkalinity producing system (SAPS) | Pre-treatment | Discharge from reclaimed waste rock pile 1 (WRP1) area (adits, runoff, and groundwater seeps) | N | Pre-treatment | Data not provided | Rogue River – Siskiyou National Forest in Northern California/no constraints noted | Pilot | September - December 2012 | Copper | Cu, dissolved | µg/L | N | N/A | 21500 | 531 | 97.5302 | [9 empty] | Data not provided | Data not provided | Data not provided | Data not provided | Data not provided | Data not provided | Data not provided | Data not provided |  | Influent | 3.08 | 8.23 | mg/L | 8.55 | °C | Data not provided | N/A | Data not provided | N/A | 243 | mV | 2215 | µS/cm | None | N/A | Data not provided | Data not provided | Data not provided | Data not provided | Data not provided | Data not provided | Data not provided | Data not provided | The short time period of the study and cold weather/cold influent water appear to have had an overall negative effect on establishing robust microbial communities and sustaining sulfate reduction. | Data not provided | Fresh dairy cow manure should be used rather than horse manure - Dairy manure has been shown to contain higher numbers and diversity of SRB than horse or other manure types. Must have a consistent ethanol dose to the barrels. | Data not provided | Successive alkalinity producing system (SAPS) with manure and limestone | Data not provided | Data not provided
Treatability Study Technical Memorandum, Blue Ledge Mine Superfund Site, Siskiyou County, California | BLUE LEDGE MINE | CAN000906063 | N/A | N/A | TSP04 | Post operations | BCR 4 | Passive | Successive alkalinity producing system (SAPS) | Pre-treatment | Discharge from reclaimed waste rock pile 1 (WRP1) area (adits, runoff, and groundwater seeps) | N | Pre-treatment | Data not provided | Rogue River – Siskiyou National Forest in Northern California/no constraints noted | Pilot | September - December 2012 | Copper | Cu, total | µg/L | N | N/A |  |  |  | 10100 | 27.6 | 99.7267 | [6 empty] | Data not provided | Data not provided | Data not provided | Data not provided | Data not provided | Data not provided | Data not provided | Data not provided |  | Influent | 3.06 | 9.35 | mg/L | 3.83 | °C | Data not provided | N/A | Data not provided | N/A | 481 | mV | 702 | µS/cm | None | N/A | Data not provided | Data not provided | Data not provided | Data not provided | Data not provided | Data not provided | Data not provided | Data not provided | The short time period of the study and cold weather/cold influent water appear to have had an overall negative effect on establishing robust microbial communities and sustaining sulfate reduction. | Data not provided | Fresh dairy cow manure should be used rather than horse manure - Dairy manure has been shown to contain higher numbers and diversity of SRB than horse or other manure types. Must have a consistent ethanol dose to the barrels. | Data not provided | Successive alkalinity producing system (SAPS) with manure and limestone | Data not provided | Data not provided
Treatability Study Technical Memorandum, Blue Ledge Mine Superfund Site, Siskiyou County, California | BLUE LEDGE MINE | CAN000906063 | N/A | N/A | TSP04 | Post operations | BCR 4 | Passive | Successive alkalinity producing system (SAPS) | Pre-treatment | Discharge from reclaimed waste rock pile 1 (WRP1) area (adits, runoff, and groundwater seeps) | N | Pre-treatment | Data not provided | Rogue River – Siskiyou National Forest in Northern California/no constraints noted | Pilot | September - December 2012 | Copper | Cu, dissolved | µg/L | N | N/A |  |  |  | 9830 | ND | 99.9491 | [6 empty] | Data not provided | Data not provided | Data not provided | Data not provided | Data not provided | Data not provided | Data not provided | Data not provided |  | Influent | 3.06 | 9.35 | mg/L | 3.83 | °C | Data not provided | N/A | Data not provided | N/A | 481 | mV | 702 | µS/cm | None | N/A | Data not provided | Data not provided | Data not provided | Data not provided | Data not provided | Data not provided | Data not provided | Data not provided | The short time period of the study and cold weather/cold influent water appear to have had an overall negative effect on establishing robust microbial communities and sustaining sulfate reduction. | Data not provided | Fresh dairy cow manure should be used rather than horse manure - Dairy manure has been shown to contain higher numbers and diversity of SRB than horse or other manure types. Must have a consistent ethanol dose to the barrels. | Data not provided | Successive alkalinity producing system (SAPS) with manure and limestone | Data not provided | Data not provided | ND = non-detect (< 10)
Treatability Study Technical Memorandum, Blue Ledge Mine Superfund Site, Siskiyou County, California | BLUE LEDGE MINE | CAN000906063 | N/A | N/A | TSP04 | Post operations | BCR 4 | Passive | Successive alkalinity producing system (SAPS) | Pre-treatment | Discharge from reclaimed waste rock pile 1 (WRP1) area (adits, runoff, and groundwater seeps) | N | Pre-treatment | Data not provided | Rogue River – Siskiyou National Forest in Northern California/no constraints noted | Pilot | September - December 2012 | Copper | Cu, total | µg/L | N | N/A | [6 empty] | 1130 | 16900 | 93.3136 |  |  |  | Data not provided | Data not provided | Data not provided | Data not provided | Data not provided | Data not provided | Data not provided | Data not provided |  | Effluent | 7.15 | 4.64 | mg/L | 15.84 | °C | Data not provided | N/A | Data not provided | N/A | -24 | mV | 2969 | µS/cm | None | N/A | Data not provided | Data not provided | Data not provided | Data not provided | Data not provided | Data not provided | Data not provided | Data not provided | The short time period of the study and cold weather/cold influent water appear to have had an overall negative effect on establishing robust microbial communities and sustaining sulfate reduction. | Data not provided | Fresh dairy cow manure should be used rather than horse manure - Dairy manure has been shown to contain higher numbers and diversity of SRB than horse or other manure types. Must have a consistent ethanol dose to the barrels. | Data not provided | Successive alkalinity producing system (SAPS) with manure and limestone | Data not provided | Data not provided
Treatability Study Technical Memorandum, Blue Ledge Mine Superfund Site, Siskiyou County, California | BLUE LEDGE MINE | CAN000906063 | N/A | N/A | TSP04 | Post operations | BCR 4 | Passive | Successive alkalinity producing system (SAPS) | Pre-treatment | Discharge from reclaimed waste rock pile 1 (WRP1) area (adits, runoff, and groundwater seeps) | N | Pre-treatment | Data not provided | Rogue River – Siskiyou National Forest in Northern California/no constraints noted | Pilot | September - December 2012 | Copper | Cu, dissolved | µg/L | N | N/A | [6 empty] | 531 | 21500 | 97.5302 |  |  |  | Data not provided | Data not provided | Data not provided | Data not provided | Data not provided | Data not provided | Data not provided | Data not provided | 97.4–99.9 % | Effluent | 6.81 | 0.83 | mg/L | 10.93 | °C | Data not provided | N/A | Data not provided | N/A | -171.6 | mV | 2865 | µS/cm | None | N/A | Data not provided | Data not provided | Data not provided | Data not provided | Data not provided | Data not provided | Y | 1.8 µg/L screening level based on Freshwater National Recommended Water Quality Criteria (NRWQC) criterion continuous concentration (CCC) | The short time period of the study and cold weather/cold influent water appear to have had an overall negative effect on establishing robust microbial communities and sustaining sulfate reduction. | Data not provided | Fresh dairy cow manure should be used rather than horse manure - Dairy manure has been shown to contain higher numbers and diversity of SRB than horse or other manure types. Must have a consistent ethanol dose to the barrels. | Data not provided | Successive alkalinity producing system (SAPS) with manure and limestone | Data not provided | Multiple limits of detection over time of study. Value is the min effluent value not qualified as non-detect. Range of non-detect values is < 2 - < 10.
Treatability Study Technical Memorandum, Blue Ledge Mine Superfund Site, Siskiyou County, California | BLUE LEDGE MINE | CAN000906063 | N/A | N/A | TSP04 | Post operations | BCR 4 | Passive | Successive alkalinity producing system (SAPS) | Pre-treatment | Discharge from reclaimed waste rock pile 1 (WRP1) area (adits, runoff, and groundwater seeps) | N | Pre-treatment | Data not provided | Rogue River – Siskiyou National Forest in Northern California/no constraints noted | Pilot | September - December 2012 | Copper | Cu, total | µg/L | N | N/A | [9 empty] | 8.7 | 13900 | 99.9374 | Data not provided | Data not provided | Data not provided | Data not provided | Data not provided | Data not provided | Data not provided | Data not provided |  | Effluent | Data not provided | 6.37 | mg/L | 6.4 | °C | Data not provided | N/A | Data not provided | N/A | -42 | mV | 2011 | µS/cm | None | N/A | Data not provided | Data not provided | Data not provided | Data not provided | Data not provided | Data not provided | Data not provided | Data not provided | The short time period of the study and cold weather/cold influent water appear to have had an overall negative effect on establishing robust microbial communities and sustaining sulfate reduction. | Data not provided | Fresh dairy cow manure should be used rather than horse manure - Dairy manure has been shown to contain higher numbers and diversity of SRB than horse or other manure types. Must have a consistent ethanol dose to the barrels. | Data not provided | Successive alkalinity producing system (SAPS) with manure and limestone | Data not provided | Data not provided
Treatability Study Technical Memorandum, Blue Ledge Mine Superfund Site, Siskiyou County, California | BLUE LEDGE MINE | CAN000906063 | N/A | N/A | TSP04 | Post operations | BCR 4 | Passive | Successive alkalinity producing system (SAPS) | Pre-treatment | Discharge from reclaimed waste rock pile 1 (WRP1) area (adits, runoff, and groundwater seeps) | N | Pre-treatment | Data not provided | Rogue River – Siskiyou National Forest in Northern California/no constraints noted | Pilot | September - December 2012 | Copper | Cu, dissolved | µg/L | N | N/A | [9 empty] | 4 | Data not provided | Not Applicable | Data not provided | Data not provided | Data not provided | Data not provided | Data not provided | Data not provided | Data not provided | Data not provided | 97.4–99.9 % | Effluent | 7.13 | 2.37 | mg/L | 9.45 | °C | Data not provided | N/A | Data not provided | N/A | -39.3 | mV | 1990 | µS/cm | None | N/A | Data not provided | Data not provided | Data not provided | Data not provided | Data not provided | Data not provided | Y | 1.8 µg/L screening level based on Freshwater National Recommended Water Quality Criteria (NRWQC) criterion continuous concentration (CCC) | The short time period of the study and cold weather/cold influent water appear to have had an overall negative effect on establishing robust microbial communities and sustaining sulfate reduction. | Data not provided | Fresh dairy cow manure should be used rather than horse manure - Dairy manure has been shown to contain higher numbers and diversity of SRB than horse or other manure types. Must have a consistent ethanol dose to the barrels. | Data not provided | Successive alkalinity producing system (SAPS) with manure and limestone | Data not provided | Data not provided
Treatability Study Technical Memorandum, Blue Ledge Mine Superfund Site, Siskiyou County, California | BLUE LEDGE MINE | CAN000906063 | N/A | N/A | TSP05 | Post operations | BCR 5 | Passive | Successive alkalinity producing system (SAPS) | Pre-treatment | Discharge from reclaimed waste rock pile 1 (WRP1) area (adits, runoff, and groundwater seeps) | N | Pre-treatment | Data not provided | Rogue River – Siskiyou National Forest in Northern California/no constraints noted | Pilot | September - December 2012 | Copper | Cu, total | µg/L | N | N/A | 21600 | 262 | 98.787 | [9 empty] | Data not provided | Data not provided | Data not provided | Data not provided | Data not provided | Data not provided | Data not provided | Data not provided |  | Influent | 3.08 | 8.23 | mg/L | 8.55 | °C | Data not provided | N/A | Data not provided | N/A | 243 | mV | 2215 | µS/cm | None | N/A | Data not provided | Data not provided | Data not provided | Data not provided | Data not provided | Data not provided | Data not provided | Data not provided | The short time period of the study and cold weather/cold influent water appear to have had an overall negative effect on establishing robust microbial communities and sustaining sulfate reduction. | Data not provided | Fresh dairy cow manure should be used rather than horse manure - Dairy manure has been shown to contain higher numbers and diversity of SRB than horse or other manure types. Must have a consistent ethanol dose to the barrels. | Data not provided | Same as BCR 4 with the addition of ethanol. Successive alkalinity producing system (SAPS) with manure and limestone | Data not provided | Data not provided
Treatability Study Technical Memorandum, Blue Ledge Mine Superfund Site, Siskiyou County, California | BLUE LEDGE MINE | CAN000906063 | N/A | N/A | TSP05 | Post operations | BCR 5 | Passive | Successive alkalinity producing system (SAPS) | Pre-treatment | Discharge from reclaimed waste rock pile 1 (WRP1) area (adits, runoff, and groundwater seeps) | N | Pre-treatment | Data not provided | Rogue River – Siskiyou National Forest in Northern California/no constraints noted | Pilot | September - December 2012 | Copper | Cu, dissolved | µg/L | N | N/A | 21500 | 50.3 | 99.766 | [9 empty] | Data not provided | Data not provided | Data not provided | Data not provided | Data not provided | Data not provided | Data not provided | Data not provided |  | Influent | 3.08 | 8.23 | mg/L | 8.55 | °C | Data not provided | N/A | Data not provided | N/A | 243 | mV | 2215 | µS/cm | None | N/A | Data not provided | Data not provided | Data not provided | Data not provided | Data not provided | Data not provided | Data not provided | Data not provided | The short time period of the study and cold weather/cold influent water appear to have had an overall negative effect on establishing robust microbial communities and sustaining sulfate reduction. | Data not provided | Fresh dairy cow manure should be used rather than horse manure - Dairy manure has been shown to contain higher numbers and diversity of SRB than horse or other manure types. Must have a consistent ethanol dose to the barrels. | Data not provided | Same as BCR 4 with the addition of ethanol. Successive alkalinity producing system (SAPS) with manure and limestone | Data not provided | Data not provided
Treatability Study Technical Memorandum, Blue Ledge Mine Superfund Site, Siskiyou County, California | BLUE LEDGE MINE | CAN000906063 | N/A | N/A | TSP05 | Post operations | BCR 5 | Passive | Successive alkalinity producing system (SAPS) | Pre-treatment | Discharge from reclaimed waste rock pile 1 (WRP1) area (adits, runoff, and groundwater seeps) | N | Pre-treatment | Data not provided | Rogue River – Siskiyou National Forest in Northern California/no constraints noted | Pilot | September - December 2012 | Copper | Cu, total | µg/L | N | N/A |  |  |  | 10100 | 527 | 94.7822 | [6 empty] | Data not provided | Data not provided | Data not provided | Data not provided | Data not provided | Data not provided | Data not provided | Data not provided |  | Influent | 3.06 | 9.35 | mg/L | 3.83 | °C | Data not provided | N/A | Data not provided | N/A | 481 | mV | 702 | µS/cm | None | N/A | Data not provided | Data not provided | Data not provided | Data not provided | Data not provided | Data not provided | Data not provided | Data not provided | The short time period of the study and cold weather/cold influent water appear to have had an overall negative effect on establishing robust microbial communities and sustaining sulfate reduction. | Data not provided | Fresh dairy cow manure should be used rather than horse manure - Dairy manure has been shown to contain higher numbers and diversity of SRB than horse or other manure types. Must have a consistent ethanol dose to the barrels. | Data not provided | Same as BCR 4 with the addition of ethanol. Successive alkalinity producing system (SAPS) with manure and limestone | Data not provided | Data not provided
Treatability Study Technical Memorandum, Blue Ledge Mine Superfund Site, Siskiyou County, California | BLUE LEDGE MINE | CAN000906063 | N/A | N/A | TSP05 | Post operations | BCR 5 | Passive | Successive alkalinity producing system (SAPS) | Pre-treatment | Discharge from reclaimed waste rock pile 1 (WRP1) area (adits, runoff, and groundwater seeps) | N | Pre-treatment | Data not provided | Rogue River – Siskiyou National Forest in Northern California/no constraints noted | Pilot | September - December 2012 | Copper | Cu, dissolved | µg/L | N | N/A |  |  |  | 9830 | ND | 99.9491 | [6 empty] | Data not provided | Data not provided | Data not provided | Data not provided | Data not provided | Data not provided | Data not provided | Data not provided |  | Influent | 3.06 | 9.35 | mg/L | 3.83 | °C | Data not provided | N/A | Data not provided | N/A | 481 | mV | 702 | µS/cm | None | N/A | Data not provided | Data not provided | Data not provided | Data not provided | Data not provided | Data not provided | Data not provided | Data not provided | The short time period of the study and cold weather/cold influent water appear to have had an overall negative effect on establishing robust microbial communities and sustaining sulfate reduction. | Data not provided | Fresh dairy cow manure should be used rather than horse manure - Dairy manure has been shown to contain higher numbers and diversity of SRB than horse or other manure types. Must have a consistent ethanol dose to the barrels. | Data not provided | Same as BCR 4 with the addition of ethanol. Successive alkalinity producing system (SAPS) with manure and limestone | Data not provided | Data not provided | ND = non-detect (< 10)
Treatability Study Technical Memorandum, Blue Ledge Mine Superfund Site, Siskiyou County, California | BLUE LEDGE MINE | CAN000906063 | N/A | N/A | TSP05 | Post operations | BCR 5 | Passive | Successive alkalinity producing system (SAPS) | Pre-treatment | Discharge from reclaimed waste rock pile 1 (WRP1) area (adits, runoff, and groundwater seeps) | N | Pre-treatment | Data not provided | Rogue River – Siskiyou National Forest in Northern California/no constraints noted | Pilot | September - December 2012 | Copper | Cu, total | µg/L | N | N/A | [6 empty] | 1190 | Data not provided | Not Applicable |  |  |  | Data not provided | Data not provided | Data not provided | Data not provided | Data not provided | Data not provided | Data not provided | Data not provided |  | Effluent | 6.28 | 3.61 | mg/L | 9.41 | °C | Data not provided | N/A | Data not provided | N/A | 3.4 | mV | 2129 | µS/cm | None | N/A | Data not provided | Data not provided | Data not provided | Data not provided | Data not provided | Data not provided | Data not provided | Data not provided | The short time period of the study and cold weather/cold influent water appear to have had an overall negative effect on establishing robust microbial communities and sustaining sulfate reduction. | Data not provided | Fresh dairy cow manure should be used rather than horse manure - Dairy manure has been shown to contain higher numbers and diversity of SRB than horse or other manure types. Must have a consistent ethanol dose to the barrels. | Data not provided | Same as BCR 4 with the addition of ethanol. Successive alkalinity producing system (SAPS) with manure and limestone | Data not provided | Data not provided
Treatability Study Technical Memorandum, Blue Ledge Mine Superfund Site, Siskiyou County, California | BLUE LEDGE MINE | CAN000906063 | N/A | N/A | TSP05 | Post operations | BCR 5 | Passive | Successive alkalinity producing system (SAPS) | Pre-treatment | Discharge from reclaimed waste rock pile 1 (WRP1) area (adits, runoff, and groundwater seeps) | N | Pre-treatment | Data not provided | Rogue River – Siskiyou National Forest in Northern California/no constraints noted | Pilot | September - December 2012 | Copper | Cu, dissolved | µg/L | N | N/A | [6 empty] | 284 | 16700 | 98.2994 |  |  |  | Data not provided | Data not provided | Data not provided | Data not provided | Data not provided | Data not provided | Data not provided | Data not provided | 98.3–99.9 % | Effluent | 6.14 | 7.74 | mg/L | 15.79 | °C | Data not provided | N/A | Data not provided | N/A | 78.9 | mV | 4040 | µS/cm | None | N/A | Data not provided | Data not provided | Data not provided | Data not provided | Data not provided | Data not provided | N | 1.8 µg/L screening level based on Freshwater National Recommended Water Quality Criteria (NRWQC) criterion continuous concentration (CCC) | The short time period of the study and cold weather/cold influent water appear to have had an overall negative effect on establishing robust microbial communities and sustaining sulfate reduction. | Data not provided | Fresh dairy cow manure should be used rather than horse manure - Dairy manure has been shown to contain higher numbers and diversity of SRB than horse or other manure types. Must have a consistent ethanol dose to the barrels. | Data not provided | Same as BCR 4 with the addition of ethanol. Successive alkalinity producing system (SAPS) with manure and limestone | Data not provided | Multiple limits of detection over time of study. Value is the min effluent value not qualified as non-detect. Non-detect value is < 10.
Treatability Study Technical Memorandum, Blue Ledge Mine Superfund Site, Siskiyou County, California | BLUE LEDGE MINE | CAN000906063 | N/A | N/A | TSP05 | Post operations | BCR 5 | Passive | Successive alkalinity producing system (SAPS) | Pre-treatment | Discharge from reclaimed waste rock pile 1 (WRP1) area (adits, runoff, and groundwater seeps) | N | Pre-treatment | Data not provided | Rogue River – Siskiyou National Forest in Northern California/no constraints noted | Pilot | September - December 2012 | Copper | Cu, total | µg/L | N | N/A | [9 empty] | 48.6 | 13900 | 99.6504 | Data not provided | Data not provided | Data not provided | Data not provided | Data not provided | Data not provided | Data not provided | Data not provided |  | Effluent | Data not provided | 3.37 | mg/L | 6.39 | °C | Data not provided | N/A | Data not provided | N/A | -71.7 | mV | 2391 | µS/cm | None | N/A | Data not provided | Data not provided | Data not provided | Data not provided | Data not provided | Data not provided | Data not provided | Data not provided | The short time period of the study and cold weather/cold influent water appear to have had an overall negative effect on establishing robust microbial communities and sustaining sulfate reduction. | Data not provided | Fresh dairy cow manure should be used rather than horse manure - Dairy manure has been shown to contain higher numbers and diversity of SRB than horse or other manure types. Must have a consistent ethanol dose to the barrels. | Data not provided | Same as BCR 4 with the addition of ethanol. Successive alkalinity producing system (SAPS) with manure and limestone | Data not provided | Data not provided
Treatability Study Technical Memorandum, Blue Ledge Mine Superfund Site, Siskiyou County, California | BLUE LEDGE MINE | CAN000906063 | N/A | N/A | TSP05 | Post operations | BCR 5 | Passive | Successive alkalinity producing system (SAPS) | Pre-treatment | Discharge from reclaimed waste rock pile 1 (WRP1) area (adits, runoff, and groundwater seeps) | N | Pre-treatment | Data not provided | Rogue River – Siskiyou National Forest in Northern California/no constraints noted | Pilot | September - December 2012 | Copper | Cu, dissolved | µg/L | N | N/A | [9 empty] | 5.5 | 17400 | 99.9684 | Data not provided | Data not provided | Data not provided | Data not provided | Data not provided | Data not provided | Data not provided | Data not provided | 98.3–99.9 % | Effluent | 6.4 | 3.33 | mg/L | 5.42 | °C | Data not provided | N/A | Data not provided | N/A | 12.6 | mV | 2405 | µS/cm | None | N/A | Data not provided | Data not provided | Data not provided | Data not provided | Data not provided | Data not provided | N | 1.8 µg/L screening level based on Freshwater National Recommended Water Quality Criteria (NRWQC) criterion continuous concentration (CCC) | The short time period of the study and cold weather/cold influent water appear to have had an overall negative effect on establishing robust microbial communities and sustaining sulfate reduction. | Data not provided | Fresh dairy cow manure should be used rather than horse manure - Dairy manure has been shown to contain higher numbers and diversity of SRB than horse or other manure types. Must have a consistent ethanol dose to the barrels. | Data not provided | Same as BCR 4 with the addition of ethanol. Successive alkalinity producing system (SAPS) with manure and limestone | Data not provided | Multiple limits of detection over time of study. Value is the min effluent value not qualified as non-detect. Non-detect value is < 10.
Treatability Study Technical Memorandum, Blue Ledge Mine Superfund Site, Siskiyou County, California | BLUE LEDGE MINE | CAN000906063 | N/A | N/A | TSP01 | Post operations | BCR 1 | Passive | Biochemical reactor (BCR) | No pre-treatment | Discharge from reclaimed waste rock pile 1 (WRP1) area (adits, runoff, and groundwater seeps) | N | BCR without pre-treatment | Data not provided | Rogue River – Siskiyou National Forest in Northern California/no constraints noted | Pilot | September - December 2012 | DOC | Dissolved Organic Carbon | mg/L | N | N/A | 1.3 | 1900 | -146053.8462 | [9 empty] | Data not provided | Data not provided | Data not provided | Data not provided | Data not provided | Data not provided | Data not provided | Data not provided |  | Influent | 2.87 | 10.72 | mg/L | 11.45 | °C | Data not provided | N/A | Data not provided | N/A | 222 | mV | 1137 | µS/cm | None | N/A | Data not provided | Data not provided | Data not provided | Data not provided | Data not provided | Data not provided | Data not provided | Data not provided | The short time period of the study and cold weather/cold influent water appear to have had an overall negative effect on establishing robust microbial communities and sustaining sulfate reduction. | Data not provided | Fresh dairy cow manure should be used rather than horse manure - Dairy manure has been shown to contain higher numbers and diversity of SRB than horse or other manure types. Must have a consistent ethanol dose to the barrels. | Data not provided | Substrate: standard wood based substrate (wood chips and sawdust) | Data not provided | There is only one influent observation.
Treatability Study Technical Memorandum, Blue Ledge Mine Superfund Site, Siskiyou County, California | BLUE LEDGE MINE | CAN000906063 | N/A | N/A | TSP01 | Post operations | BCR 1 | Passive | Biochemical reactor (BCR) | No pre-treatment | Discharge from reclaimed waste rock pile 1 (WRP1) area (adits, runoff, and groundwater seeps) | N | BCR without pre-treatment | Data not provided | Rogue River – Siskiyou National Forest in Northern California/no constraints noted | Pilot | September - December 2012 | DOC | Dissolved Organic Carbon | mg/L | N | N/A |  |  |  | 1.3 | 1900 | -146053.8462 | [6 empty] | Data not provided | Data not provided | Data not provided | Data not provided | Data not provided | Data not provided | Data not provided | Data not provided |  | Influent | 2.87 | 10.72 | mg/L | 11.45 | °C | Data not provided | N/A | Data not provided | N/A | 222 | mV | 1137 | µS/cm | None | N/A | Data not provided | Data not provided | Data not provided | Data not provided | Data not provided | Data not provided | Data not provided | Data not provided | The short time period of the study and cold weather/cold influent water appear to have had an overall negative effect on establishing robust microbial communities and sustaining sulfate reduction. | Data not provided | Fresh dairy cow manure should be used rather than horse manure - Dairy manure has been shown to contain higher numbers and diversity of SRB than horse or other manure types. Must have a consistent ethanol dose to the barrels. | Data not provided | Substrate: standard wood based substrate (wood chips and sawdust) | Data not provided | There is only one influent observation.
Treatability Study Technical Memorandum, Blue Ledge Mine Superfund Site, Siskiyou County, California | BLUE LEDGE MINE | CAN000906063 | N/A | N/A | TSP01 | Post operations | BCR 1 | Passive | Biochemical reactor (BCR) | No pre-treatment | Discharge from reclaimed waste rock pile 1 (WRP1) area (adits, runoff, and groundwater seeps) | N | BCR without pre-treatment | Data not provided | Rogue River – Siskiyou National Forest in Northern California/no constraints noted | Pilot | September - December 2012 | DOC | Dissolved Organic Carbon | mg/L | N | N/A | [6 empty] | 1900 | 1.3 | -146053.8462 |  |  |  | Data not provided | Data not provided | Data not provided | Data not provided | Data not provided | Data not provided | Data not provided | Data not provided |  | Effluent | 5.77 | 8.05 | mg/L | 14.73 | °C | Data not provided | N/A | Data not provided | N/A | 249.4 | mV | 2656 | µS/cm | None | N/A | Data not provided | Data not provided | Data not provided | Data not provided | Data not provided | Data not provided | Data not provided | Data not provided | The short time period of the study and cold weather/cold influent water appear to have had an overall negative effect on establishing robust microbial communities and sustaining sulfate reduction. | Data not provided | Fresh dairy cow manure should be used rather than horse manure - Dairy manure has been shown to contain higher numbers and diversity of SRB than horse or other manure types. Must have a consistent ethanol dose to the barrels. | Data not provided | Substrate: standard wood based substrate (wood chips and sawdust) | Data not provided | There is only one influent observation.
Treatability Study Technical Memorandum, Blue Ledge Mine Superfund Site, Siskiyou County, California | BLUE LEDGE MINE | CAN000906063 | N/A | N/A | TSP01 | Post operations | BCR 1 | Passive | Biochemical reactor (BCR) | No pre-treatment | Discharge from reclaimed waste rock pile 1 (WRP1) area (adits, runoff, and groundwater seeps) | N | BCR without pre-treatment | Data not provided | Rogue River – Siskiyou National Forest in Northern California/no constraints noted | Pilot | September - December 2012 | DOC | Dissolved Organic Carbon | mg/L | N | N/A | [9 empty] | 15 | Data not provided | Not Applicable | Data not provided | Data not provided | Data not provided | Data not provided | Data not provided | Data not provided | Data not provided | Data not provided |  | Effluent | 6.61 | 2.84 | mg/L | 5.33 | °C | Data not provided | N/A | Data not provided | N/A | -2.3 | mV | 799 | µS/cm | None | N/A | Data not provided | Data not provided | Data not provided | Data not provided | Data not provided | Data not provided | Data not provided | Data not provided | The short time period of the study and cold weather/cold influent water appear to have had an overall negative effect on establishing robust microbial communities and sustaining sulfate reduction. | Data not provided | Fresh dairy cow manure should be used rather than horse manure - Dairy manure has been shown to contain higher numbers and diversity of SRB than horse or other manure types. Must have a consistent ethanol dose to the barrels. | Data not provided | Substrate: standard wood based substrate (wood chips and sawdust) | Data not provided | There is only one influent observation.
Treatability Study Technical Memorandum, Blue Ledge Mine Superfund Site, Siskiyou County, California | BLUE LEDGE MINE | CAN000906063 | N/A | N/A | TSP02 | Post operations | BCR 2 | Passive | Biochemical reactor (BCR) | No pre-treatment | Discharge from reclaimed waste rock pile 1 (WRP1) area (adits, runoff, and groundwater seeps) | N | BCR without pre-treatment | Data not provided | Rogue River – Siskiyou National Forest in Northern California/no constraints noted | Pilot | September - December 2012 | DOC | Dissolved Organic Carbon | mg/L | N | N/A | 1.3 | 2000 | -153746.1538 | [9 empty] | Data not provided | Data not provided | Data not provided | Data not provided | Data not provided | Data not provided | Data not provided | Data not provided |  | Influent | 2.87 | 10.72 | mg/L | 11.45 | °C | Data not provided | N/A | Data not provided | N/A | 222 | mV | 1137 | µS/cm | None | N/A | Data not provided | Data not provided | Data not provided | Data not provided | Data not provided | Data not provided | Data not provided | Data not provided | The short time period of the study and cold weather/cold influent water appear to have had an overall negative effect on establishing robust microbial communities and sustaining sulfate reduction. | Data not provided | Fresh dairy cow manure should be used rather than horse manure - Dairy manure has been shown to contain higher numbers and diversity of SRB than horse or other manure types. Must have a consistent ethanol dose to the barrels. | Data not provided | Substrate: standard wood based substrate (wood chips and sawdust) with compost (horse manure) | Data not provided | There is only one influent observation.
Treatability Study Technical Memorandum, Blue Ledge Mine Superfund Site, Siskiyou County, California | BLUE LEDGE MINE | CAN000906063 | N/A | N/A | TSP02 | Post operations | BCR 2 | Passive | Biochemical reactor (BCR) | No pre-treatment | Discharge from reclaimed waste rock pile 1 (WRP1) area (adits, runoff, and groundwater seeps) | N | BCR without pre-treatment | Data not provided | Rogue River – Siskiyou National Forest in Northern California/no constraints noted | Pilot | September - December 2012 | DOC | Dissolved Organic Carbon | mg/L | N | N/A |  |  |  | 1.3 | 2000 | -153746.1538 | [6 empty] | Data not provided | Data not provided | Data not provided | Data not provided | Data not provided | Data not provided | Data not provided | Data not provided |  | Influent | 2.87 | 10.72 | mg/L | 11.45 | °C | Data not provided | N/A | Data not provided | N/A | 222 | mV | 1137 | µS/cm | None | N/A | Data not provided | Data not provided | Data not provided | Data not provided | Data not provided | Data not provided | Data not provided | Data not provided | The short time period of the study and cold weather/cold influent water appear to have had an overall negative effect on establishing robust microbial communities and sustaining sulfate reduction. | Data not provided | Fresh dairy cow manure should be used rather than horse manure - Dairy manure has been shown to contain higher numbers and diversity of SRB than horse or other manure types. Must have a consistent ethanol dose to the barrels. | Data not provided | Substrate: standard wood based substrate (wood chips and sawdust) with compost (horse manure) | Data not provided | There is only one influent observation.
Treatability Study Technical Memorandum, Blue Ledge Mine Superfund Site, Siskiyou County, California | BLUE LEDGE MINE | CAN000906063 | N/A | N/A | TSP02 | Post operations | BCR 2 | Passive | Biochemical reactor (BCR) | No pre-treatment | Discharge from reclaimed waste rock pile 1 (WRP1) area (adits, runoff, and groundwater seeps) | N | BCR without pre-treatment | Data not provided | Rogue River – Siskiyou National Forest in Northern California/no constraints noted | Pilot | September - December 2012 | DOC | Dissolved Organic Carbon | mg/L | N | N/A | [6 empty] | 2000 | 1.3 | -153746.1538 |  |  |  | Data not provided | Data not provided | Data not provided | Data not provided | Data not provided | Data not provided | Data not provided | Data not provided |  | Effluent | 5.55 | 5.45 | mg/L | 14.93 | °C | Data not provided | N/A | Data not provided | N/A | 79 | mV | 5425 | µS/cm | None | N/A | Data not provided | Data not provided | Data not provided | Data not provided | Data not provided | Data not provided | Data not provided | Data not provided | The short time period of the study and cold weather/cold influent water appear to have had an overall negative effect on establishing robust microbial communities and sustaining sulfate reduction. | Data not provided | Fresh dairy cow manure should be used rather than horse manure - Dairy manure has been shown to contain higher numbers and diversity of SRB than horse or other manure types. Must have a consistent ethanol dose to the barrels. | Data not provided | Substrate: standard wood based substrate (wood chips and sawdust) with compost (horse manure) | Data not provided | There is only one influent observation.
Treatability Study Technical Memorandum, Blue Ledge Mine Superfund Site, Siskiyou County, California | BLUE LEDGE MINE | CAN000906063 | N/A | N/A | TSP02 | Post operations | BCR 2 | Passive | Biochemical reactor (BCR) | No pre-treatment | Discharge from reclaimed waste rock pile 1 (WRP1) area (adits, runoff, and groundwater seeps) | N | BCR without pre-treatment | Data not provided | Rogue River – Siskiyou National Forest in Northern California/no constraints noted | Pilot | September - December 2012 | DOC | Dissolved Organic Carbon | mg/L | N | N/A | [9 empty] | 15 | Data not provided | Not Applicable | Data not provided | Data not provided | Data not provided | Data not provided | Data not provided | Data not provided | Data not provided | Data not provided |  | Effluent | 6.33 | 4.77 | mg/L | 5.69 | °C | Data not provided | N/A | Data not provided | N/A | -102.9 | mV | 698 | µS/cm | None | N/A | Data not provided | Data not provided | Data not provided | Data not provided | Data not provided | Data not provided | Data not provided | Data not provided | The short time period of the study and cold weather/cold influent water appear to have had an overall negative effect on establishing robust microbial communities and sustaining sulfate reduction. | Data not provided | Fresh dairy cow manure should be used rather than horse manure - Dairy manure has been shown to contain higher numbers and diversity of SRB than horse or other manure types. Must have a consistent ethanol dose to the barrels. | Data not provided | Substrate: standard wood based substrate (wood chips and sawdust) with compost (horse manure) | Data not provided | There is only one influent observation.
Treatability Study Technical Memorandum, Blue Ledge Mine Superfund Site, Siskiyou County, California | BLUE LEDGE MINE | CAN000906063 | N/A | N/A | TSP03 | Post operations | BCR 3 | Passive | Biochemical reactor (BCR) | No pre-treatment | Discharge from reclaimed waste rock pile 1 (WRP1) area (adits, runoff, and groundwater seeps) | N | BCR without pre-treatment | Data not provided | Rogue River – Siskiyou National Forest in Northern California/no constraints noted | Pilot | September - December 2012 | DOC | Dissolved Organic Carbon | mg/L | N | N/A | 1.3 | 13000 | -999900 | [9 empty] | Data not provided | Data not provided | Data not provided | Data not provided | Data not provided | Data not provided | Data not provided | Data not provided |  | Influent | 2.87 | 10.72 | mg/L | 11.45 | °C | Data not provided | N/A | Data not provided | N/A | 222 | mV | 1137 | µS/cm | None | N/A | Data not provided | Data not provided | Data not provided | Data not provided | Data not provided | Data not provided | Data not provided | Data not provided | The short time period of the study and cold weather/cold influent water appear to have had an overall negative effect on establishing robust microbial communities and sustaining sulfate reduction. | Data not provided | Fresh dairy cow manure should be used rather than horse manure - Dairy manure has been shown to contain higher numbers and diversity of SRB than horse or other manure types. Must have a consistent ethanol dose to the barrels. | Data not provided | Substrate: ChitoRem | Data not provided | There is only one influent observation.
Treatability Study Technical Memorandum, Blue Ledge Mine Superfund Site, Siskiyou County, California | BLUE LEDGE MINE | CAN000906063 | N/A | N/A | TSP03 | Post operations | BCR 3 | Passive | Biochemical reactor (BCR) | No pre-treatment | Discharge from reclaimed waste rock pile 1 (WRP1) area (adits, runoff, and groundwater seeps) | N | BCR without pre-treatment | Data not provided | Rogue River – Siskiyou National Forest in Northern California/no constraints noted | Pilot | September - December 2012 | DOC | Dissolved Organic Carbon | mg/L | N | N/A |  |  |  | 1.3 | 13000 | -999900 | [6 empty] | Data not provided | Data not provided | Data not provided | Data not provided | Data not provided | Data not provided | Data not provided | Data not provided |  | Influent | 2.87 | 10.72 | mg/L | 11.45 | °C | Data not provided | N/A | Data not provided | N/A | 222 | mV | 1137 | µS/cm | None | N/A | Data not provided | Data not provided | Data not provided | Data not provided | Data not provided | Data not provided | Data not provided | Data not provided | The short time period of the study and cold weather/cold influent water appear to have had an overall negative effect on establishing robust microbial communities and sustaining sulfate reduction. | Data not provided | Fresh dairy cow manure should be used rather than horse manure - Dairy manure has been shown to contain higher numbers and diversity of SRB than horse or other manure types. Must have a consistent ethanol dose to the barrels. | Data not provided | Substrate: ChitoRem | Data not provided | There is only one influent observation.
Treatability Study Technical Memorandum, Blue Ledge Mine Superfund Site, Siskiyou County, California | BLUE LEDGE MINE | CAN000906063 | N/A | N/A | TSP03 | Post operations | BCR 3 | Passive | Biochemical reactor (BCR) | No pre-treatment | Discharge from reclaimed waste rock pile 1 (WRP1) area (adits, runoff, and groundwater seeps) | N | BCR without pre-treatment | Data not provided | Rogue River – Siskiyou National Forest in Northern California/no constraints noted | Pilot | September - December 2012 | DOC | Dissolved Organic Carbon | mg/L | N | N/A | [6 empty] | 13000 | 1.3 | -999900 |  |  |  | Data not provided | Data not provided | Data not provided | Data not provided | Data not provided | Data not provided | Data not provided | Data not provided |  | Effluent | 7.16 | 2.12 | mg/L | 15.37 | °C | Data not provided | N/A | Data not provided | N/A | -107.2 | mV | 29030 | µS/cm | None | N/A | Data not provided | Data not provided | Data not provided | Data not provided | Data not provided | Data not provided | Data not provided | Data not provided | The short time period of the study and cold weather/cold influent water appear to have had an overall negative effect on establishing robust microbial communities and sustaining sulfate reduction. | Data not provided | Fresh dairy cow manure should be used rather than horse manure - Dairy manure has been shown to contain higher numbers and diversity of SRB than horse or other manure types. Must have a consistent ethanol dose to the barrels. | Data not provided | Substrate: ChitoRem | Data not provided | There is only one influent observation.
Treatability Study Technical Memorandum, Blue Ledge Mine Superfund Site, Siskiyou County, California | BLUE LEDGE MINE | CAN000906063 | N/A | N/A | TSP03 | Post operations | BCR 3 | Passive | Biochemical reactor (BCR) | No pre-treatment | Discharge from reclaimed waste rock pile 1 (WRP1) area (adits, runoff, and groundwater seeps) | N | BCR without pre-treatment | Data not provided | Rogue River – Siskiyou National Forest in Northern California/no constraints noted | Pilot | September - December 2012 | DOC | Dissolved Organic Carbon | mg/L | N | N/A | [9 empty] | 42 | Data not provided | Not Applicable | Data not provided | Data not provided | Data not provided | Data not provided | Data not provided | Data not provided | Data not provided | Data not provided |  | Effluent | 7.22 | 1.89 | mg/L | 5.47 | °C | Data not provided | N/A | Data not provided | N/A | -134.2 | mV | 3074 | µS/cm | None | N/A | Data not provided | Data not provided | Data not provided | Data not provided | Data not provided | Data not provided | Data not provided | Data not provided | The short time period of the study and cold weather/cold influent water appear to have had an overall negative effect on establishing robust microbial communities and sustaining sulfate reduction. | Data not provided | Fresh dairy cow manure should be used rather than horse manure - Dairy manure has been shown to contain higher numbers and diversity of SRB than horse or other manure types. Must have a consistent ethanol dose to the barrels. | Data not provided | Substrate: ChitoRem | Data not provided | There is only one influent observation.
Treatability Study Technical Memorandum, Blue Ledge Mine Superfund Site, Siskiyou County, California | BLUE LEDGE MINE | CAN000906063 | N/A | N/A | TSP04 | Post operations | BCR 4 | Passive | Successive alkalinity producing system (SAPS) | Pre-treatment | Discharge from reclaimed waste rock pile 1 (WRP1) area (adits, runoff, and groundwater seeps) | N | Pre-treatment | Data not provided | Rogue River – Siskiyou National Forest in Northern California/no constraints noted | Pilot | September - December 2012 | DOC | Dissolved Organic Carbon | mg/L | N | N/A | 1.3 | 710 | -54515.3846 | [9 empty] | Data not provided | Data not provided | Data not provided | Data not provided | Data not provided | Data not provided | Data not provided | Data not provided |  | Influent | 2.87 | 10.72 | mg/L | 11.45 | °C | Data not provided | N/A | Data not provided | N/A | 222 | mV | 1137 | µS/cm | None | N/A | Data not provided | Data not provided | Data not provided | Data not provided | Data not provided | Data not provided | Data not provided | Data not provided | The short time period of the study and cold weather/cold influent water appear to have had an overall negative effect on establishing robust microbial communities and sustaining sulfate reduction. | Data not provided | Fresh dairy cow manure should be used rather than horse manure - Dairy manure has been shown to contain higher numbers and diversity of SRB than horse or other manure types. Must have a consistent ethanol dose to the barrels. | Data not provided | Successive alkalinity producing system (SAPS) with manure and limestone | Data not provided | There is only one influent observation.
Treatability Study Technical Memorandum, Blue Ledge Mine Superfund Site, Siskiyou County, California | BLUE LEDGE MINE | CAN000906063 | N/A | N/A | TSP04 | Post operations | BCR 4 | Passive | Successive alkalinity producing system (SAPS) | Pre-treatment | Discharge from reclaimed waste rock pile 1 (WRP1) area (adits, runoff, and groundwater seeps) | N | Pre-treatment | Data not provided | Rogue River – Siskiyou National Forest in Northern California/no constraints noted | Pilot | September - December 2012 | DOC | Dissolved Organic Carbon | mg/L | N | N/A |  |  |  | 1.3 | 710 | -54515.3846 | [6 empty] | Data not provided | Data not provided | Data not provided | Data not provided | Data not provided | Data not provided | Data not provided | Data not provided |  | Influent | 2.87 | 10.72 | mg/L | 11.45 | °C | Data not provided | N/A | Data not provided | N/A | 222 | mV | 1137 | µS/cm | None | N/A | Data not provided | Data not provided | Data not provided | Data not provided | Data not provided | Data not provided | Data not provided | Data not provided | The short time period of the study and cold weather/cold influent water appear to have had an overall negative effect on establishing robust microbial communities and sustaining sulfate reduction. | Data not provided | Fresh dairy cow manure should be used rather than horse manure - Dairy manure has been shown to contain higher numbers and diversity of SRB than horse or other manure types. Must have a consistent ethanol dose to the barrels. | Data not provided | Successive alkalinity producing system (SAPS) with manure and limestone | Data not provided | There is only one influent observation.
Treatability Study Technical Memorandum, Blue Ledge Mine Superfund Site, Siskiyou County, California | BLUE LEDGE MINE | CAN000906063 | N/A | N/A | TSP04 | Post operations | BCR 4 | Passive | Successive alkalinity producing system (SAPS) | Pre-treatment | Discharge from reclaimed waste rock pile 1 (WRP1) area (adits, runoff, and groundwater seeps) | N | Pre-treatment | Data not provided | Rogue River – Siskiyou National Forest in Northern California/no constraints noted | Pilot | September - December 2012 | DOC | Dissolved Organic Carbon | mg/L | N | N/A | [6 empty] | 710 | 1.3 | -54515.3846 |  |  |  | Data not provided | Data not provided | Data not provided | Data not provided | Data not provided | Data not provided | Data not provided | Data not provided |  | Effluent | 7.15 | 4.64 | mg/L | 15.84 | °C | Data not provided | N/A | Data not provided | N/A | -24 | mV | 2969 | µS/cm | None | N/A | Data not provided | Data not provided | Data not provided | Data not provided | Data not provided | Data not provided | Data not provided | Data not provided | The short time period of the study and cold weather/cold influent water appear to have had an overall negative effect on establishing robust microbial communities and sustaining sulfate reduction. | Data not provided | Fresh dairy cow manure should be used rather than horse manure - Dairy manure has been shown to contain higher numbers and diversity of SRB than horse or other manure types. Must have a consistent ethanol dose to the barrels. | Data not provided | Successive alkalinity producing system (SAPS) with manure and limestone | Data not provided | There is only one influent observation.
Treatability Study Technical Memorandum, Blue Ledge Mine Superfund Site, Siskiyou County, California | BLUE LEDGE MINE | CAN000906063 | N/A | N/A | TSP04 | Post operations | BCR 4 | Passive | Successive alkalinity producing system (SAPS) | Pre-treatment | Discharge from reclaimed waste rock pile 1 (WRP1) area (adits, runoff, and groundwater seeps) | N | Pre-treatment | Data not provided | Rogue River – Siskiyou National Forest in Northern California/no constraints noted | Pilot | September - December 2012 | DOC | Dissolved Organic Carbon | mg/L | N | N/A | [9 empty] | 7.8 | Data not provided | Not Applicable | Data not provided | Data not provided | Data not provided | Data not provided | Data not provided | Data not provided | Data not provided | Data not provided |  | Effluent | 6.98 | 2.44 | mg/L | 5.35 | °C | Data not provided | N/A | Data not provided | N/A | -150.4 | mV | 638 | µS/cm | None | N/A | Data not provided | Data not provided | Data not provided | Data not provided | Data not provided | Data not provided | Data not provided | Data not provided | The short time period of the study and cold weather/cold influent water appear to have had an overall negative effect on establishing robust microbial communities and sustaining sulfate reduction. | Data not provided | Fresh dairy cow manure should be used rather than horse manure - Dairy manure has been shown to contain higher numbers and diversity of SRB than horse or other manure types. Must have a consistent ethanol dose to the barrels. | Data not provided | Successive alkalinity producing system (SAPS) with manure and limestone | Data not provided | There is only one influent observation.
Treatability Study Technical Memorandum, Blue Ledge Mine Superfund Site, Siskiyou County, California | BLUE LEDGE MINE | CAN000906063 | N/A | N/A | TSP05 | Post operations | BCR 5 | Passive | Successive alkalinity producing system (SAPS) | Pre-treatment | Discharge from reclaimed waste rock pile 1 (WRP1) area (adits, runoff, and groundwater seeps) | N | Pre-treatment | Data not provided | Rogue River – Siskiyou National Forest in Northern California/no constraints noted | Pilot | September - December 2012 | DOC | Dissolved Organic Carbon | mg/L | N | N/A | 1.3 | 3800 | -292207.6923 | [9 empty] | Data not provided | Data not provided | Data not provided | Data not provided | Data not provided | Data not provided | Data not provided | Data not provided |  | Influent | 2.87 | 10.72 | mg/L | 11.45 | °C | Data not provided | N/A | Data not provided | N/A | 222 | mV | 1137 | µS/cm | None | N/A | Data not provided | Data not provided | Data not provided | Data not provided | Data not provided | Data not provided | Data not provided | Data not provided | The short time period of the study and cold weather/cold influent water appear to have had an overall negative effect on establishing robust microbial communities and sustaining sulfate reduction. | Data not provided | Fresh dairy cow manure should be used rather than horse manure - Dairy manure has been shown to contain higher numbers and diversity of SRB than horse or other manure types. Must have a consistent ethanol dose to the barrels. | Data not provided | Same as BCR 4 with the addition of ethanol. Successive alkalinity producing system (SAPS) with manure and limestone | Data not provided | There is only one influent observation.
Treatability Study Technical Memorandum, Blue Ledge Mine Superfund Site, Siskiyou County, California | BLUE LEDGE MINE | CAN000906063 | N/A | N/A | TSP05 | Post operations | BCR 5 | Passive | Successive alkalinity producing system (SAPS) | Pre-treatment | Discharge from reclaimed waste rock pile 1 (WRP1) area (adits, runoff, and groundwater seeps) | N | Pre-treatment | Data not provided | Rogue River – Siskiyou National Forest in Northern California/no constraints noted | Pilot | September - December 2012 | DOC | Dissolved Organic Carbon | mg/L | N | N/A |  |  |  | 1.3 | 3800 | -292207.6923 | [6 empty] | Data not provided | Data not provided | Data not provided | Data not provided | Data not provided | Data not provided | Data not provided | Data not provided |  | Influent | 2.87 | 10.72 | mg/L | 11.45 | °C | Data not provided | N/A | Data not provided | N/A | 222 | mV | 1137 | µS/cm | None | N/A | Data not provided | Data not provided | Data not provided | Data not provided | Data not provided | Data not provided | Data not provided | Data not provided | The short time period of the study and cold weather/cold influent water appear to have had an overall negative effect on establishing robust microbial communities and sustaining sulfate reduction. | Data not provided | Fresh dairy cow manure should be used rather than horse manure - Dairy manure has been shown to contain higher numbers and diversity of SRB than horse or other manure types. Must have a consistent ethanol dose to the barrels. | Data not provided | Same as BCR 4 with the addition of ethanol. Successive alkalinity producing system (SAPS) with manure and limestone | Data not provided | There is only one influent observation.
Treatability Study Technical Memorandum, Blue Ledge Mine Superfund Site, Siskiyou County, California | BLUE LEDGE MINE | CAN000906063 | N/A | N/A | TSP05 | Post operations | BCR 5 | Passive | Successive alkalinity producing system (SAPS) | Pre-treatment | Discharge from reclaimed waste rock pile 1 (WRP1) area (adits, runoff, and groundwater seeps) | N | Pre-treatment | Data not provided | Rogue River – Siskiyou National Forest in Northern California/no constraints noted | Pilot | September - December 2012 | DOC | Dissolved Organic Carbon | mg/L | N | N/A | [6 empty] | 9600 | Data not provided | Not Applicable |  |  |  | Data not provided | Data not provided | Data not provided | Data not provided | Data not provided | Data not provided | Data not provided | Data not provided |  | Effluent | 6.99 | 1.75 | mg/L | 6.55 | °C | Data not provided | N/A | Data not provided | N/A | -221 | mV | 958 | µS/cm | None | N/A | Data not provided | Data not provided | Data not provided | Data not provided | Data not provided | Data not provided | Data not provided | Data not provided | The short time period of the study and cold weather/cold influent water appear to have had an overall negative effect on establishing robust microbial communities and sustaining sulfate reduction. | Data not provided | Fresh dairy cow manure should be used rather than horse manure - Dairy manure has been shown to contain higher numbers and diversity of SRB than horse or other manure types. Must have a consistent ethanol dose to the barrels. | Data not provided | Same as BCR 4 with the addition of ethanol. Successive alkalinity producing system (SAPS) with manure and limestone | Data not provided | There is only one influent observation.
Treatability Study Technical Memorandum, Blue Ledge Mine Superfund Site, Siskiyou County, California | BLUE LEDGE MINE | CAN000906063 | N/A | N/A | TSP05 | Post operations | BCR 5 | Passive | Successive alkalinity producing system (SAPS) | Pre-treatment | Discharge from reclaimed waste rock pile 1 (WRP1) area (adits, runoff, and groundwater seeps) | N | Pre-treatment | Data not provided | Rogue River – Siskiyou National Forest in Northern California/no constraints noted | Pilot | September - December 2012 | DOC | Dissolved Organic Carbon | mg/L | N | N/A | [9 empty] | 54 | Data not provided | Not Applicable | Data not provided | Data not provided | Data not provided | Data not provided | Data not provided | Data not provided | Data not provided | Data not provided |  | Effluent | 6.28 | 3.61 | mg/L | 9.41 | °C | Data not provided | N/A | Data not provided | N/A | 3.4 | mV | 2129 | µS/cm | None | N/A | Data not provided | Data not provided | Data not provided | Data not provided | Data not provided | Data not provided | Data not provided | Data not provided | The short time period of the study and cold weather/cold influent water appear to have had an overall negative effect on establishing robust microbial communities and sustaining sulfate reduction. | Data not provided | Fresh dairy cow manure should be used rather than horse manure - Dairy manure has been shown to contain higher numbers and diversity of SRB than horse or other manure types. Must have a consistent ethanol dose to the barrels. | Data not provided | Same as BCR 4 with the addition of ethanol. Successive alkalinity producing system (SAPS) with manure and limestone | Data not provided | There is only one influent observation.
Treatability Study Technical Memorandum, Blue Ledge Mine Superfund Site, Siskiyou County, California | BLUE LEDGE MINE | CAN000906063 | N/A | N/A | TSP01 | Post operations | BCR 1 | Passive | Biochemical reactor (BCR) | No pre-treatment | Discharge from reclaimed waste rock pile 1 (WRP1) area (adits, runoff, and groundwater seeps) | N | BCR without pre-treatment | Data not provided | Rogue River – Siskiyou National Forest in Northern California/no constraints noted | Pilot | September - December 2012 | Iron | Fe, total | µg/L | N | N/A | 14800 | 3060 | 79.3243 | [9 empty] | Data not provided | Data not provided | Data not provided | Data not provided | Data not provided | Data not provided | Data not provided | Data not provided |  | Influent | 3.07 | 8.64 | mg/L | 5.49 | °C | Data not provided | N/A | Data not provided | N/A | 515.3 | mV | 561 | µS/cm | None | N/A | Data not provided | Data not provided | Data not provided | Data not provided | Data not provided | Data not provided | Data not provided | Data not provided | The short time period of the study and cold weather/cold influent water appear to have had an overall negative effect on establishing robust microbial communities and sustaining sulfate reduction. | Data not provided | Fresh dairy cow manure should be used rather than horse manure - Dairy manure has been shown to contain higher numbers and diversity of SRB than horse or other manure types. Must have a consistent ethanol dose to the barrels. | Data not provided | Substrate: standard wood based substrate (wood chips and sawdust) | Data not provided | Data not provided
Treatability Study Technical Memorandum, Blue Ledge Mine Superfund Site, Siskiyou County, California | BLUE LEDGE MINE | CAN000906063 | N/A | N/A | TSP01 | Post operations | BCR 1 | Passive | Biochemical reactor (BCR) | No pre-treatment | Discharge from reclaimed waste rock pile 1 (WRP1) area (adits, runoff, and groundwater seeps) | N | BCR without pre-treatment | Data not provided | Rogue River – Siskiyou National Forest in Northern California/no constraints noted | Pilot | September - December 2012 | Iron | Fe, dissolved | µg/L | N | N/A | 14400 | 2970 | 79.375 | [9 empty] | Data not provided | Data not provided | Data not provided | Data not provided | Data not provided | Data not provided | Data not provided | Data not provided |  | Influent | 3.07 | 8.64 | mg/L | 5.49 | °C | Data not provided | N/A | Data not provided | N/A | 515.3 | mV | 561 | µS/cm | None | N/A | Data not provided | Data not provided | Data not provided | Data not provided | Data not provided | Data not provided | Data not provided | Data not provided | The short time period of the study and cold weather/cold influent water appear to have had an overall negative effect on establishing robust microbial communities and sustaining sulfate reduction. | Data not provided | Fresh dairy cow manure should be used rather than horse manure - Dairy manure has been shown to contain higher numbers and diversity of SRB than horse or other manure types. Must have a consistent ethanol dose to the barrels. | Data not provided | Substrate: standard wood based substrate (wood chips and sawdust) | Data not provided | Data not provided
Treatability Study Technical Memorandum, Blue Ledge Mine Superfund Site, Siskiyou County, California | BLUE LEDGE MINE | CAN000906063 | N/A | N/A | TSP01 | Post operations | BCR 1 | Passive | Biochemical reactor (BCR) | No pre-treatment | Discharge from reclaimed waste rock pile 1 (WRP1) area (adits, runoff, and groundwater seeps) | N | BCR without pre-treatment | Data not provided | Rogue River – Siskiyou National Forest in Northern California/no constraints noted | Pilot | September - December 2012 | Iron | Fe, total | µg/L | N | N/A |  |  |  | 1560 | 4640 | -197.4359 | [6 empty] | Data not provided | Data not provided | Data not provided | Data not provided | Data not provided | Data not provided | Data not provided | Data not provided |  | Influent | 2.87 | 10.72 | mg/L | 11.45 | °C | Data not provided | N/A | Data not provided | N/A | 222 | mV | 1137 | µS/cm | None | N/A | Data not provided | Data not provided | Data not provided | Data not provided | Data not provided | Data not provided | Data not provided | Data not provided | The short time period of the study and cold weather/cold influent water appear to have had an overall negative effect on establishing robust microbial communities and sustaining sulfate reduction. | Data not provided | Fresh dairy cow manure should be used rather than horse manure - Dairy manure has been shown to contain higher numbers and diversity of SRB than horse or other manure types. Must have a consistent ethanol dose to the barrels. | Data not provided | Substrate: standard wood based substrate (wood chips and sawdust) | Data not provided | Data not provided
Treatability Study Technical Memorandum, Blue Ledge Mine Superfund Site, Siskiyou County, California | BLUE LEDGE MINE | CAN000906063 | N/A | N/A | TSP01 | Post operations | BCR 1 | Passive | Biochemical reactor (BCR) | No pre-treatment | Discharge from reclaimed waste rock pile 1 (WRP1) area (adits, runoff, and groundwater seeps) | N | BCR without pre-treatment | Data not provided | Rogue River – Siskiyou National Forest in Northern California/no constraints noted | Pilot | September - December 2012 | Iron | Fe, dissolved | µg/L | N | N/A |  |  |  | 1580 | 4230 | -167.7215 | [6 empty] | Data not provided | Data not provided | Data not provided | Data not provided | Data not provided | Data not provided | Data not provided | Data not provided |  | Influent | 2.87 | 10.72 | mg/L | 11.45 | °C | Data not provided | N/A | Data not provided | N/A | 222 | mV | 1137 | µS/cm | None | N/A | Data not provided | Data not provided | Data not provided | Data not provided | Data not provided | Data not provided | Data not provided | Data not provided | The short time period of the study and cold weather/cold influent water appear to have had an overall negative effect on establishing robust microbial communities and sustaining sulfate reduction. | Data not provided | Fresh dairy cow manure should be used rather than horse manure - Dairy manure has been shown to contain higher numbers and diversity of SRB than horse or other manure types. Must have a consistent ethanol dose to the barrels. | Data not provided | Substrate: standard wood based substrate (wood chips and sawdust) | Data not provided | Data not provided
Treatability Study Technical Memorandum, Blue Ledge Mine Superfund Site, Siskiyou County, California | BLUE LEDGE MINE | CAN000906063 | N/A | N/A | TSP01 | Post operations | BCR 1 | Passive | Biochemical reactor (BCR) | No pre-treatment | Discharge from reclaimed waste rock pile 1 (WRP1) area (adits, runoff, and groundwater seeps) | N | BCR without pre-treatment | Data not provided | Rogue River – Siskiyou National Forest in Northern California/no constraints noted | Pilot | September - December 2012 | Iron | Fe, total | µg/L | N | N/A | [6 empty] | 4900 | 2610 | -87.7395 |  |  |  | Data not provided | Data not provided | Data not provided | Data not provided | Data not provided | Data not provided | Data not provided | Data not provided |  | Effluent | 6.61 | 2.84 | mg/L | 5.33 | °C | Data not provided | N/A | Data not provided | N/A | -2.3 | mV | 799 | µS/cm | None | N/A | Data not provided | Data not provided | Data not provided | Data not provided | Data not provided | Data not provided | Data not provided | Data not provided | The short time period of the study and cold weather/cold influent water appear to have had an overall negative effect on establishing robust microbial communities and sustaining sulfate reduction. | Data not provided | Fresh dairy cow manure should be used rather than horse manure - Dairy manure has been shown to contain higher numbers and diversity of SRB than horse or other manure types. Must have a consistent ethanol dose to the barrels. | Data not provided | Substrate: standard wood based substrate (wood chips and sawdust) | Data not provided | Data not provided
Treatability Study Technical Memorandum, Blue Ledge Mine Superfund Site, Siskiyou County, California | BLUE LEDGE MINE | CAN000906063 | N/A | N/A | TSP01 | Post operations | BCR 1 | Passive | Biochemical reactor (BCR) | No pre-treatment | Discharge from reclaimed waste rock pile 1 (WRP1) area (adits, runoff, and groundwater seeps) | N | BCR without pre-treatment | Data not provided | Rogue River – Siskiyou National Forest in Northern California/no constraints noted | Pilot | September - December 2012 | Iron | Fe, dissolved | µg/L | N | N/A | [6 empty] | 4810 | 2460 | -95.5285 |  |  |  | Data not provided | Data not provided | Data not provided | Data not provided | Data not provided | Data not provided | Data not provided | Data not provided |  | Effluent | 6.61 | 2.84 | mg/L | 5.33 | °C | Data not provided | N/A | Data not provided | N/A | -2.3 | mV | 799 | µS/cm | None | N/A | Data not provided | Data not provided | Data not provided | Data not provided | Data not provided | Data not provided | Data not provided | Data not provided | The short time period of the study and cold weather/cold influent water appear to have had an overall negative effect on establishing robust microbial communities and sustaining sulfate reduction. | Data not provided | Fresh dairy cow manure should be used rather than horse manure - Dairy manure has been shown to contain higher numbers and diversity of SRB than horse or other manure types. Must have a consistent ethanol dose to the barrels. | Data not provided | Substrate: standard wood based substrate (wood chips and sawdust) | Data not provided | Data not provided
Treatability Study Technical Memorandum, Blue Ledge Mine Superfund Site, Siskiyou County, California | BLUE LEDGE MINE | CAN000906063 | N/A | N/A | TSP01 | Post operations | BCR 1 | Passive | Biochemical reactor (BCR) | No pre-treatment | Discharge from reclaimed waste rock pile 1 (WRP1) area (adits, runoff, and groundwater seeps) | N | BCR without pre-treatment | Data not provided | Rogue River – Siskiyou National Forest in Northern California/no constraints noted | Pilot | September - December 2012 | Iron | Fe, total | µg/L | N | N/A | [9 empty] | 1870 | 2300 | 18.6957 | Data not provided | Data not provided | Data not provided | Data not provided | Data not provided | Data not provided | Data not provided | Data not provided |  | Effluent | 6.75 | 4.53 | mg/L | 9.77 | °C | Data not provided | N/A | Data not provided | N/A | -78.3 | mV | 1291 | µS/cm | None | N/A | Data not provided | Data not provided | Data not provided | Data not provided | Data not provided | Data not provided | Data not provided | Data not provided | The short time period of the study and cold weather/cold influent water appear to have had an overall negative effect on establishing robust microbial communities and sustaining sulfate reduction. | Data not provided | Fresh dairy cow manure should be used rather than horse manure - Dairy manure has been shown to contain higher numbers and diversity of SRB than horse or other manure types. Must have a consistent ethanol dose to the barrels. | Data not provided | Substrate: standard wood based substrate (wood chips and sawdust) | Data not provided | Data not provided
Treatability Study Technical Memorandum, Blue Ledge Mine Superfund Site, Siskiyou County, California | BLUE LEDGE MINE | CAN000906063 | N/A | N/A | TSP01 | Post operations | BCR 1 | Passive | Biochemical reactor (BCR) | No pre-treatment | Discharge from reclaimed waste rock pile 1 (WRP1) area (adits, runoff, and groundwater seeps) | N | BCR without pre-treatment | Data not provided | Rogue River – Siskiyou National Forest in Northern California/no constraints noted | Pilot | September - December 2012 | Iron | Fe, dissolved | µg/L | N | N/A | [9 empty] | 1400 | 2420 | 42.1488 | Data not provided | Data not provided | Data not provided | Data not provided | Data not provided | Data not provided | Data not provided | Data not provided |  | Effluent | 6.5 | 2.27 | mg/L | 10.13 | °C | Data not provided | N/A | Data not provided | N/A | -43 | mV | 2538 | µS/cm | None | N/A | Data not provided | Data not provided | Data not provided | Data not provided | Data not provided | Data not provided | Data not provided | Data not provided | The short time period of the study and cold weather/cold influent water appear to have had an overall negative effect on establishing robust microbial communities and sustaining sulfate reduction. | Data not provided | Fresh dairy cow manure should be used rather than horse manure - Dairy manure has been shown to contain higher numbers and diversity of SRB than horse or other manure types. Must have a consistent ethanol dose to the barrels. | Data not provided | Substrate: standard wood based substrate (wood chips and sawdust) | Data not provided | Data not provided
Treatability Study Technical Memorandum, Blue Ledge Mine Superfund Site, Siskiyou County, California | BLUE LEDGE MINE | CAN000906063 | N/A | N/A | TSP02 | Post operations | BCR 2 | Passive | Biochemical reactor (BCR) | No pre-treatment | Discharge from reclaimed waste rock pile 1 (WRP1) area (adits, runoff, and groundwater seeps) | N | BCR without pre-treatment | Data not provided | Rogue River – Siskiyou National Forest in Northern California/no constraints noted | Pilot | September - December 2012 | Iron | Fe, total | µg/L | N | N/A | 14800 | 4970 | 66.4189 | [9 empty] | Data not provided | Data not provided | Data not provided | Data not provided | Data not provided | Data not provided | Data not provided | Data not provided |  | Influent | 3.07 | 8.64 | mg/L | 5.49 | °C | Data not provided | N/A | Data not provided | N/A | 515.3 | mV | 561 | µS/cm | None | N/A | Data not provided | Data not provided | Data not provided | Data not provided | Data not provided | Data not provided | Data not provided | Data not provided | The short time period of the study and cold weather/cold influent water appear to have had an overall negative effect on establishing robust microbial communities and sustaining sulfate reduction. | Data not provided | Fresh dairy cow manure should be used rather than horse manure - Dairy manure has been shown to contain higher numbers and diversity of SRB than horse or other manure types. Must have a consistent ethanol dose to the barrels. | Data not provided | Substrate: standard wood based substrate (wood chips and sawdust) with compost (horse manure) | Data not provided | Data not provided
Treatability Study Technical Memorandum, Blue Ledge Mine Superfund Site, Siskiyou County, California | BLUE LEDGE MINE | CAN000906063 | N/A | N/A | TSP02 | Post operations | BCR 2 | Passive | Biochemical reactor (BCR) | No pre-treatment | Discharge from reclaimed waste rock pile 1 (WRP1) area (adits, runoff, and groundwater seeps) | N | BCR without pre-treatment | Data not provided | Rogue River – Siskiyou National Forest in Northern California/no constraints noted | Pilot | September - December 2012 | Iron | Fe, dissolved | µg/L | N | N/A | 14400 | 4900 | 65.9722 | [9 empty] | Data not provided | Data not provided | Data not provided | Data not provided | Data not provided | Data not provided | Data not provided | Data not provided |  | Influent | 3.07 | 8.64 | mg/L | 5.49 | °C | Data not provided | N/A | Data not provided | N/A | 515.3 | mV | 561 | µS/cm | None | N/A | Data not provided | Data not provided | Data not provided | Data not provided | Data not provided | Data not provided | Data not provided | Data not provided | The short time period of the study and cold weather/cold influent water appear to have had an overall negative effect on establishing robust microbial communities and sustaining sulfate reduction. | Data not provided | Fresh dairy cow manure should be used rather than horse manure - Dairy manure has been shown to contain higher numbers and diversity of SRB than horse or other manure types. Must have a consistent ethanol dose to the barrels. | Data not provided | Substrate: standard wood based substrate (wood chips and sawdust) with compost (horse manure) | Data not provided | Data not provided
Treatability Study Technical Memorandum, Blue Ledge Mine Superfund Site, Siskiyou County, California | BLUE LEDGE MINE | CAN000906063 | N/A | N/A | TSP02 | Post operations | BCR 2 | Passive | Biochemical reactor (BCR) | No pre-treatment | Discharge from reclaimed waste rock pile 1 (WRP1) area (adits, runoff, and groundwater seeps) | N | BCR without pre-treatment | Data not provided | Rogue River – Siskiyou National Forest in Northern California/no constraints noted | Pilot | September - December 2012 | Iron | Fe, total | µg/L | N | N/A |  |  |  | 1560 | 6650 | -326.2821 | [6 empty] | Data not provided | Data not provided | Data not provided | Data not provided | Data not provided | Data not provided | Data not provided | Data not provided |  | Influent | 2.87 | 10.72 | mg/L | 11.45 | °C | Data not provided | N/A | Data not provided | N/A | 222 | mV | 1137 | µS/cm | None | N/A | Data not provided | Data not provided | Data not provided | Data not provided | Data not provided | Data not provided | Data not provided | Data not provided | The short time period of the study and cold weather/cold influent water appear to have had an overall negative effect on establishing robust microbial communities and sustaining sulfate reduction. | Data not provided | Fresh dairy cow manure should be used rather than horse manure - Dairy manure has been shown to contain higher numbers and diversity of SRB than horse or other manure types. Must have a consistent ethanol dose to the barrels. | Data not provided | Substrate: standard wood based substrate (wood chips and sawdust) with compost (horse manure) | Data not provided | Data not provided
Treatability Study Technical Memorandum, Blue Ledge Mine Superfund Site, Siskiyou County, California | BLUE LEDGE MINE | CAN000906063 | N/A | N/A | TSP02 | Post operations | BCR 2 | Passive | Biochemical reactor (BCR) | No pre-treatment | Discharge from reclaimed waste rock pile 1 (WRP1) area (adits, runoff, and groundwater seeps) | N | BCR without pre-treatment | Data not provided | Rogue River – Siskiyou National Forest in Northern California/no constraints noted | Pilot | September - December 2012 | Iron | Fe, dissolved | µg/L | N | N/A |  |  |  | 1580 | 5960 | -277.2152 | [6 empty] | Data not provided | Data not provided | Data not provided | Data not provided | Data not provided | Data not provided | Data not provided | Data not provided |  | Influent | 2.87 | 10.72 | mg/L | 11.45 | °C | Data not provided | N/A | Data not provided | N/A | 222 | mV | 1137 | µS/cm | None | N/A | Data not provided | Data not provided | Data not provided | Data not provided | Data not provided | Data not provided | Data not provided | Data not provided | The short time period of the study and cold weather/cold influent water appear to have had an overall negative effect on establishing robust microbial communities and sustaining sulfate reduction. | Data not provided | Fresh dairy cow manure should be used rather than horse manure - Dairy manure has been shown to contain higher numbers and diversity of SRB than horse or other manure types. Must have a consistent ethanol dose to the barrels. | Data not provided | Substrate: standard wood based substrate (wood chips and sawdust) with compost (horse manure) | Data not provided | Data not provided
Treatability Study Technical Memorandum, Blue Ledge Mine Superfund Site, Siskiyou County, California | BLUE LEDGE MINE | CAN000906063 | N/A | N/A | TSP02 | Post operations | BCR 2 | Passive | Biochemical reactor (BCR) | No pre-treatment | Discharge from reclaimed waste rock pile 1 (WRP1) area (adits, runoff, and groundwater seeps) | N | BCR without pre-treatment | Data not provided | Rogue River – Siskiyou National Forest in Northern California/no constraints noted | Pilot | September - December 2012 | Iron | Fe, total | µg/L | N | N/A | [6 empty] | 6790 | 5930 | -14.5025 |  |  |  | Data not provided | Data not provided | Data not provided | Data not provided | Data not provided | Data not provided | Data not provided | Data not provided |  | Effluent | 6.46 | 5.16 | mg/L | 6.76 | °C | Data not provided | N/A | Data not provided | N/A | 3.8 | mV | 1971 | µS/cm | None | N/A | Data not provided | Data not provided | Data not provided | Data not provided | Data not provided | Data not provided | Data not provided | Data not provided | The short time period of the study and cold weather/cold influent water appear to have had an overall negative effect on establishing robust microbial communities and sustaining sulfate reduction. | Data not provided | Fresh dairy cow manure should be used rather than horse manure - Dairy manure has been shown to contain higher numbers and diversity of SRB than horse or other manure types. Must have a consistent ethanol dose to the barrels. | Data not provided | Substrate: standard wood based substrate (wood chips and sawdust) with compost (horse manure) | Data not provided | Data not provided
Treatability Study Technical Memorandum, Blue Ledge Mine Superfund Site, Siskiyou County, California | BLUE LEDGE MINE | CAN000906063 | N/A | N/A | TSP02 | Post operations | BCR 2 | Passive | Biochemical reactor (BCR) | No pre-treatment | Discharge from reclaimed waste rock pile 1 (WRP1) area (adits, runoff, and groundwater seeps) | N | BCR without pre-treatment | Data not provided | Rogue River – Siskiyou National Forest in Northern California/no constraints noted | Pilot | September - December 2012 | Iron | Fe, dissolved | µg/L | N | N/A | [6 empty] | 6800 | 4520 | -50.4425 |  |  |  | Data not provided | Data not provided | Data not provided | Data not provided | Data not provided | Data not provided | Data not provided | Data not provided |  | Effluent | 6.46 | 5.16 | mg/L | 6.76 | °C | Data not provided | N/A | Data not provided | N/A | 3.8 | mV | 1971 | µS/cm | None | N/A | Data not provided | Data not provided | Data not provided | Data not provided | Data not provided | Data not provided | Data not provided | Data not provided | The short time period of the study and cold weather/cold influent water appear to have had an overall negative effect on establishing robust microbial communities and sustaining sulfate reduction. | Data not provided | Fresh dairy cow manure should be used rather than horse manure - Dairy manure has been shown to contain higher numbers and diversity of SRB than horse or other manure types. Must have a consistent ethanol dose to the barrels. | Data not provided | Substrate: standard wood based substrate (wood chips and sawdust) with compost (horse manure) | Data not provided | Data not provided
Treatability Study Technical Memorandum, Blue Ledge Mine Superfund Site, Siskiyou County, California | BLUE LEDGE MINE | CAN000906063 | N/A | N/A | TSP02 | Post operations | BCR 2 | Passive | Biochemical reactor (BCR) | No pre-treatment | Discharge from reclaimed waste rock pile 1 (WRP1) area (adits, runoff, and groundwater seeps) | N | BCR without pre-treatment | Data not provided | Rogue River – Siskiyou National Forest in Northern California/no constraints noted | Pilot | September - December 2012 | Iron | Fe, total | µg/L | N | N/A | [9 empty] | 2120 | 2300 | 7.8261 | Data not provided | Data not provided | Data not provided | Data not provided | Data not provided | Data not provided | Data not provided | Data not provided |  | Effluent | 6.45 | 2.3 | mg/L | 8.87 | °C | Data not provided | N/A | Data not provided | N/A | -112.1 | mV | 1219 | µS/cm | None | N/A | Data not provided | Data not provided | Data not provided | Data not provided | Data not provided | Data not provided | Data not provided | Data not provided | The short time period of the study and cold weather/cold influent water appear to have had an overall negative effect on establishing robust microbial communities and sustaining sulfate reduction. | Data not provided | Fresh dairy cow manure should be used rather than horse manure - Dairy manure has been shown to contain higher numbers and diversity of SRB than horse or other manure types. Must have a consistent ethanol dose to the barrels. | Data not provided | Substrate: standard wood based substrate (wood chips and sawdust) with compost (horse manure) | Data not provided | Data not provided
Treatability Study Technical Memorandum, Blue Ledge Mine Superfund Site, Siskiyou County, California | BLUE LEDGE MINE | CAN000906063 | N/A | N/A | TSP02 | Post operations | BCR 2 | Passive | Biochemical reactor (BCR) | No pre-treatment | Discharge from reclaimed waste rock pile 1 (WRP1) area (adits, runoff, and groundwater seeps) | N | BCR without pre-treatment | Data not provided | Rogue River – Siskiyou National Forest in Northern California/no constraints noted | Pilot | September - December 2012 | Iron | Fe, dissolved | µg/L | N | N/A | [9 empty] | 1860 | 2410 | 22.8216 | Data not provided | Data not provided | Data not provided | Data not provided | Data not provided | Data not provided | Data not provided | Data not provided |  | Effluent | 6.45 | 2.3 | mg/L | 8.87 | °C | Data not provided | N/A | Data not provided | N/A | -112.1 | mV | 1219 | µS/cm | None | N/A | Data not provided | Data not provided | Data not provided | Data not provided | Data not provided | Data not provided | Data not provided | Data not provided | The short time period of the study and cold weather/cold influent water appear to have had an overall negative effect on establishing robust microbial communities and sustaining sulfate reduction. | Data not provided | Fresh dairy cow manure should be used rather than horse manure - Dairy manure has been shown to contain higher numbers and diversity of SRB than horse or other manure types. Must have a consistent ethanol dose to the barrels. | Data not provided | Substrate: standard wood based substrate (wood chips and sawdust) with compost (horse manure) | Data not provided | Data not provided
Treatability Study Technical Memorandum, Blue Ledge Mine Superfund Site, Siskiyou County, California | BLUE LEDGE MINE | CAN000906063 | N/A | N/A | TSP03 | Post operations | BCR 3 | Passive | Biochemical reactor (BCR) | No pre-treatment | Discharge from reclaimed waste rock pile 1 (WRP1) area (adits, runoff, and groundwater seeps) | N | BCR without pre-treatment | Data not provided | Rogue River – Siskiyou National Forest in Northern California/no constraints noted | Pilot | September - December 2012 | Iron | Fe, total | µg/L | N | N/A | 14800 | 3140 | 78.7838 | [9 empty] | Data not provided | Data not provided | Data not provided | Data not provided | Data not provided | Data not provided | Data not provided | Data not provided |  | Influent | 3.07 | 8.64 | mg/L | 5.49 | °C | Data not provided | N/A | Data not provided | N/A | 515.3 | mV | 561 | µS/cm | None | N/A | Data not provided | Data not provided | Data not provided | Data not provided | Data not provided | Data not provided | Data not provided | Data not provided | The short time period of the study and cold weather/cold influent water appear to have had an overall negative effect on establishing robust microbial communities and sustaining sulfate reduction. | Data not provided | Fresh dairy cow manure should be used rather than horse manure - Dairy manure has been shown to contain higher numbers and diversity of SRB than horse or other manure types. Must have a consistent ethanol dose to the barrels. | Data not provided | Substrate: ChitoRem | Data not provided | Data not provided
Treatability Study Technical Memorandum, Blue Ledge Mine Superfund Site, Siskiyou County, California | BLUE LEDGE MINE | CAN000906063 | N/A | N/A | TSP03 | Post operations | BCR 3 | Passive | Biochemical reactor (BCR) | No pre-treatment | Discharge from reclaimed waste rock pile 1 (WRP1) area (adits, runoff, and groundwater seeps) | N | BCR without pre-treatment | Data not provided | Rogue River – Siskiyou National Forest in Northern California/no constraints noted | Pilot | September - December 2012 | Iron | Fe, dissolved | µg/L | N | N/A | 14400 | 1320 | 90.8333 | [9 empty] | Data not provided | Data not provided | Data not provided | Data not provided | Data not provided | Data not provided | Data not provided | Data not provided |  | Influent | 3.07 | 8.64 | mg/L | 5.49 | °C | Data not provided | N/A | Data not provided | N/A | 515.3 | mV | 561 | µS/cm | None | N/A | Data not provided | Data not provided | Data not provided | Data not provided | Data not provided | Data not provided | Data not provided | Data not provided | The short time period of the study and cold weather/cold influent water appear to have had an overall negative effect on establishing robust microbial communities and sustaining sulfate reduction. | Data not provided | Fresh dairy cow manure should be used rather than horse manure - Dairy manure has been shown to contain higher numbers and diversity of SRB than horse or other manure types. Must have a consistent ethanol dose to the barrels. | Data not provided | Substrate: ChitoRem | Data not provided | Data not provided
Treatability Study Technical Memorandum, Blue Ledge Mine Superfund Site, Siskiyou County, California | BLUE LEDGE MINE | CAN000906063 | N/A | N/A | TSP03 | Post operations | BCR 3 | Passive | Biochemical reactor (BCR) | No pre-treatment | Discharge from reclaimed waste rock pile 1 (WRP1) area (adits, runoff, and groundwater seeps) | N | BCR without pre-treatment | Data not provided | Rogue River – Siskiyou National Forest in Northern California/no constraints noted | Pilot | September - December 2012 | Iron | Fe, total | µg/L | N | N/A |  |  |  | 1560 | 4160 | -166.6667 | [6 empty] | Data not provided | Data not provided | Data not provided | Data not provided | Data not provided | Data not provided | Data not provided | Data not provided |  | Influent | 2.87 | 10.72 | mg/L | 11.45 | °C | Data not provided | N/A | Data not provided | N/A | 222 | mV | 1137 | µS/cm | None | N/A | Data not provided | Data not provided | Data not provided | Data not provided | Data not provided | Data not provided | Data not provided | Data not provided | The short time period of the study and cold weather/cold influent water appear to have had an overall negative effect on establishing robust microbial communities and sustaining sulfate reduction. | Data not provided | Fresh dairy cow manure should be used rather than horse manure - Dairy manure has been shown to contain higher numbers and diversity of SRB than horse or other manure types. Must have a consistent ethanol dose to the barrels. | Data not provided | Substrate: ChitoRem | Data not provided | Data not provided
Treatability Study Technical Memorandum, Blue Ledge Mine Superfund Site, Siskiyou County, California | BLUE LEDGE MINE | CAN000906063 | N/A | N/A | TSP03 | Post operations | BCR 3 | Passive | Biochemical reactor (BCR) | No pre-treatment | Discharge from reclaimed waste rock pile 1 (WRP1) area (adits, runoff, and groundwater seeps) | N | BCR without pre-treatment | Data not provided | Rogue River – Siskiyou National Forest in Northern California/no constraints noted | Pilot | September - December 2012 | Iron | Fe, dissolved | µg/L | N | N/A |  |  |  | 1580 | 3920 | -148.1013 | [6 empty] | Data not provided | Data not provided | Data not provided | Data not provided | Data not provided | Data not provided | Data not provided | Data not provided |  | Influent | 2.87 | 10.72 | mg/L | 11.45 | °C | Data not provided | N/A | Data not provided | N/A | 222 | mV | 1137 | µS/cm | None | N/A | Data not provided | Data not provided | Data not provided | Data not provided | Data not provided | Data not provided | Data not provided | Data not provided | The short time period of the study and cold weather/cold influent water appear to have had an overall negative effect on establishing robust microbial communities and sustaining sulfate reduction. | Data not provided | Fresh dairy cow manure should be used rather than horse manure - Dairy manure has been shown to contain higher numbers and diversity of SRB than horse or other manure types. Must have a consistent ethanol dose to the barrels. | Data not provided | Substrate: ChitoRem | Data not provided | Data not provided
Treatability Study Technical Memorandum, Blue Ledge Mine Superfund Site, Siskiyou County, California | BLUE LEDGE MINE | CAN000906063 | N/A | N/A | TSP03 | Post operations | BCR 3 | Passive | Biochemical reactor (BCR) | No pre-treatment | Discharge from reclaimed waste rock pile 1 (WRP1) area (adits, runoff, and groundwater seeps) | N | BCR without pre-treatment | Data not provided | Rogue River – Siskiyou National Forest in Northern California/no constraints noted | Pilot | September - December 2012 | Iron | Fe, total | µg/L | N | N/A | [6 empty] | 6600 | 6060 | -8.9109 |  |  |  | Data not provided | Data not provided | Data not provided | Data not provided | Data not provided | Data not provided | Data not provided | Data not provided |  | Effluent | 6.98 | 1.84 | mg/L | 11.51 | °C | Data not provided | N/A | Data not provided | N/A | -101.3 | mV | 30050 | µS/cm | None | N/A | Data not provided | Data not provided | Data not provided | Data not provided | Data not provided | Data not provided | Data not provided | Data not provided | The short time period of the study and cold weather/cold influent water appear to have had an overall negative effect on establishing robust microbial communities and sustaining sulfate reduction. | Data not provided | Fresh dairy cow manure should be used rather than horse manure - Dairy manure has been shown to contain higher numbers and diversity of SRB than horse or other manure types. Must have a consistent ethanol dose to the barrels. | Data not provided | Substrate: ChitoRem | Data not provided | Data not provided
Treatability Study Technical Memorandum, Blue Ledge Mine Superfund Site, Siskiyou County, California | BLUE LEDGE MINE | CAN000906063 | N/A | N/A | TSP03 | Post operations | BCR 3 | Passive | Biochemical reactor (BCR) | No pre-treatment | Discharge from reclaimed waste rock pile 1 (WRP1) area (adits, runoff, and groundwater seeps) | N | BCR without pre-treatment | Data not provided | Rogue River – Siskiyou National Forest in Northern California/no constraints noted | Pilot | September - December 2012 | Iron | Fe, dissolved | µg/L | N | N/A | [6 empty] | 4630 | 5390 | 14.1002 |  |  |  | Data not provided | Data not provided | Data not provided | Data not provided | Data not provided | Data not provided | Data not provided | Data not provided |  | Effluent | 6.98 | 1.84 | mg/L | 11.51 | °C | Data not provided | N/A | Data not provided | N/A | -101.3 | mV | 30050 | µS/cm | None | N/A | Data not provided | Data not provided | Data not provided | Data not provided | Data not provided | Data not provided | Data not provided | Data not provided | The short time period of the study and cold weather/cold influent water appear to have had an overall negative effect on establishing robust microbial communities and sustaining sulfate reduction. | Data not provided | Fresh dairy cow manure should be used rather than horse manure - Dairy manure has been shown to contain higher numbers and diversity of SRB than horse or other manure types. Must have a consistent ethanol dose to the barrels. | Data not provided | Substrate: ChitoRem | Data not provided | Data not provided
Treatability Study Technical Memorandum, Blue Ledge Mine Superfund Site, Siskiyou County, California | BLUE LEDGE MINE | CAN000906063 | N/A | N/A | TSP03 | Post operations | BCR 3 | Passive | Biochemical reactor (BCR) | No pre-treatment | Discharge from reclaimed waste rock pile 1 (WRP1) area (adits, runoff, and groundwater seeps) | N | BCR without pre-treatment | Data not provided | Rogue River – Siskiyou National Forest in Northern California/no constraints noted | Pilot | September - December 2012 | Iron | Fe, total | µg/L | N | N/A | [9 empty] | 1560 | 2610 | 40.2299 | Data not provided | Data not provided | Data not provided | Data not provided | Data not provided | Data not provided | Data not provided | Data not provided |  | Effluent | 7.22 | 1.89 | mg/L | 5.47 | °C | Data not provided | N/A | Data not provided | N/A | -134.2 | mV | 3074 | µS/cm | None | N/A | Data not provided | Data not provided | Data not provided | Data not provided | Data not provided | Data not provided | Data not provided | Data not provided | The short time period of the study and cold weather/cold influent water appear to have had an overall negative effect on establishing robust microbial communities and sustaining sulfate reduction. | Data not provided | Fresh dairy cow manure should be used rather than horse manure - Dairy manure has been shown to contain higher numbers and diversity of SRB than horse or other manure types. Must have a consistent ethanol dose to the barrels. | Data not provided | Substrate: ChitoRem | Data not provided | Data not provided
Treatability Study Technical Memorandum, Blue Ledge Mine Superfund Site, Siskiyou County, California | BLUE LEDGE MINE | CAN000906063 | N/A | N/A | TSP03 | Post operations | BCR 3 | Passive | Biochemical reactor (BCR) | No pre-treatment | Discharge from reclaimed waste rock pile 1 (WRP1) area (adits, runoff, and groundwater seeps) | N | BCR without pre-treatment | Data not provided | Rogue River – Siskiyou National Forest in Northern California/no constraints noted | Pilot | September - December 2012 | Iron | Fe, dissolved | µg/L | N | N/A | [9 empty] | 743 | 2440 | 69.5492 | Data not provided | Data not provided | Data not provided | Data not provided | Data not provided | Data not provided | Data not provided | Data not provided |  | Effluent | 7.37 | 5.28 | mg/L | 5.93 | °C | Data not provided | N/A | Data not provided | N/A | -39.6 | mV | 7189 | µS/cm | None | N/A | Data not provided | Data not provided | Data not provided | Data not provided | Data not provided | Data not provided | Data not provided | Data not provided | The short time period of the study and cold weather/cold influent water appear to have had an overall negative effect on establishing robust microbial communities and sustaining sulfate reduction. | Data not provided | Fresh dairy cow manure should be used rather than horse manure - Dairy manure has been shown to contain higher numbers and diversity of SRB than horse or other manure types. Must have a consistent ethanol dose to the barrels. | Data not provided | Substrate: ChitoRem | Data not provided | Data not provided
Treatability Study Technical Memorandum, Blue Ledge Mine Superfund Site, Siskiyou County, California | BLUE LEDGE MINE | CAN000906063 | N/A | N/A | TSP04 | Post operations | BCR 4 | Passive | Successive alkalinity producing system (SAPS) | Pre-treatment | Discharge from reclaimed waste rock pile 1 (WRP1) area (adits, runoff, and groundwater seeps) | N | Pre-treatment | Data not provided | Rogue River – Siskiyou National Forest in Northern California/no constraints noted | Pilot | September - December 2012 | Iron | Fe, total | µg/L | N | N/A | 14800 | 2130 | 85.6081 | [9 empty] | Data not provided | Data not provided | Data not provided | Data not provided | Data not provided | Data not provided | Data not provided | Data not provided |  | Influent | 3.07 | 8.64 | mg/L | 5.49 | °C | Data not provided | N/A | Data not provided | N/A | 515.3 | mV | 561 | µS/cm | None | N/A | Data not provided | Data not provided | Data not provided | Data not provided | Data not provided | Data not provided | Data not provided | Data not provided | The short time period of the study and cold weather/cold influent water appear to have had an overall negative effect on establishing robust microbial communities and sustaining sulfate reduction. | Data not provided | Fresh dairy cow manure should be used rather than horse manure - Dairy manure has been shown to contain higher numbers and diversity of SRB than horse or other manure types. Must have a consistent ethanol dose to the barrels. | Data not provided | Successive alkalinity producing system (SAPS) with manure and limestone | Data not provided | Data not provided
Treatability Study Technical Memorandum, Blue Ledge Mine Superfund Site, Siskiyou County, California | BLUE LEDGE MINE | CAN000906063 | N/A | N/A | TSP04 | Post operations | BCR 4 | Passive | Successive alkalinity producing system (SAPS) | Pre-treatment | Discharge from reclaimed waste rock pile 1 (WRP1) area (adits, runoff, and groundwater seeps) | N | Pre-treatment | Data not provided | Rogue River – Siskiyou National Forest in Northern California/no constraints noted | Pilot | September - December 2012 | Iron | Fe, dissolved | µg/L | N | N/A | 14400 | 678 | 95.2917 | [9 empty] | Data not provided | Data not provided | Data not provided | Data not provided | Data not provided | Data not provided | Data not provided | Data not provided |  | Influent | 3.07 | 8.64 | mg/L | 5.49 | °C | Data not provided | N/A | Data not provided | N/A | 515.3 | mV | 561 | µS/cm | None | N/A | Data not provided | Data not provided | Data not provided | Data not provided | Data not provided | Data not provided | Data not provided | Data not provided | The short time period of the study and cold weather/cold influent water appear to have had an overall negative effect on establishing robust microbial communities and sustaining sulfate reduction. | Data not provided | Fresh dairy cow manure should be used rather than horse manure - Dairy manure has been shown to contain higher numbers and diversity of SRB than horse or other manure types. Must have a consistent ethanol dose to the barrels. | Data not provided | Successive alkalinity producing system (SAPS) with manure and limestone | Data not provided | Data not provided
Treatability Study Technical Memorandum, Blue Ledge Mine Superfund Site, Siskiyou County, California | BLUE LEDGE MINE | CAN000906063 | N/A | N/A | TSP04 | Post operations | BCR 4 | Passive | Successive alkalinity producing system (SAPS) | Pre-treatment | Discharge from reclaimed waste rock pile 1 (WRP1) area (adits, runoff, and groundwater seeps) | N | Pre-treatment | Data not provided | Rogue River – Siskiyou National Forest in Northern California/no constraints noted | Pilot | September - December 2012 | Iron | Fe, total | µg/L | N | N/A |  |  |  | 1560 | 2350 | -50.641 | [6 empty] | Data not provided | Data not provided | Data not provided | Data not provided | Data not provided | Data not provided | Data not provided | Data not provided |  | Influent | 2.87 | 10.72 | mg/L | 11.45 | °C | Data not provided | N/A | Data not provided | N/A | 222 | mV | 1137 | µS/cm | None | N/A | Data not provided | Data not provided | Data not provided | Data not provided | Data not provided | Data not provided | Data not provided | Data not provided | The short time period of the study and cold weather/cold influent water appear to have had an overall negative effect on establishing robust microbial communities and sustaining sulfate reduction. | Data not provided | Fresh dairy cow manure should be used rather than horse manure - Dairy manure has been shown to contain higher numbers and diversity of SRB than horse or other manure types. Must have a consistent ethanol dose to the barrels. | Data not provided | Successive alkalinity producing system (SAPS) with manure and limestone | Data not provided | Data not provided
Treatability Study Technical Memorandum, Blue Ledge Mine Superfund Site, Siskiyou County, California | BLUE LEDGE MINE | CAN000906063 | N/A | N/A | TSP04 | Post operations | BCR 4 | Passive | Successive alkalinity producing system (SAPS) | Pre-treatment | Discharge from reclaimed waste rock pile 1 (WRP1) area (adits, runoff, and groundwater seeps) | N | Pre-treatment | Data not provided | Rogue River – Siskiyou National Forest in Northern California/no constraints noted | Pilot | September - December 2012 | Iron | Fe, dissolved | µg/L | N | N/A |  |  |  | 1580 | 1560 | 1.2658 | [6 empty] | Data not provided | Data not provided | Data not provided | Data not provided | Data not provided | Data not provided | Data not provided | Data not provided |  | Influent | 2.87 | 10.72 | mg/L | 11.45 | °C | Data not provided | N/A | Data not provided | N/A | 222 | mV | 1137 | µS/cm | None | N/A | Data not provided | Data not provided | Data not provided | Data not provided | Data not provided | Data not provided | Data not provided | Data not provided | The short time period of the study and cold weather/cold influent water appear to have had an overall negative effect on establishing robust microbial communities and sustaining sulfate reduction. | Data not provided | Fresh dairy cow manure should be used rather than horse manure - Dairy manure has been shown to contain higher numbers and diversity of SRB than horse or other manure types. Must have a consistent ethanol dose to the barrels. | Data not provided | Successive alkalinity producing system (SAPS) with manure and limestone | Data not provided | Data not provided
Treatability Study Technical Memorandum, Blue Ledge Mine Superfund Site, Siskiyou County, California | BLUE LEDGE MINE | CAN000906063 | N/A | N/A | TSP04 | Post operations | BCR 4 | Passive | Successive alkalinity producing system (SAPS) | Pre-treatment | Discharge from reclaimed waste rock pile 1 (WRP1) area (adits, runoff, and groundwater seeps) | N | Pre-treatment | Data not provided | Rogue River – Siskiyou National Forest in Northern California/no constraints noted | Pilot | September - December 2012 | Iron | Fe, total | µg/L | N | N/A | [6 empty] | 4970 | 2190 | -126.9406 |  |  |  | Data not provided | Data not provided | Data not provided | Data not provided | Data not provided | Data not provided | Data not provided | Data not provided |  | Effluent | 7.05 | 7.22 | mg/L | 6.02 | °C | Data not provided | N/A | Data not provided | N/A | -62.6 | mV | 2004 | µS/cm | None | N/A | Data not provided | Data not provided | Data not provided | Data not provided | Data not provided | Data not provided | Data not provided | Data not provided | The short time period of the study and cold weather/cold influent water appear to have had an overall negative effect on establishing robust microbial communities and sustaining sulfate reduction. | Data not provided | Fresh dairy cow manure should be used rather than horse manure - Dairy manure has been shown to contain higher numbers and diversity of SRB than horse or other manure types. Must have a consistent ethanol dose to the barrels. | Data not provided | Successive alkalinity producing system (SAPS) with manure and limestone | Data not provided | Data not provided
Treatability Study Technical Memorandum, Blue Ledge Mine Superfund Site, Siskiyou County, California | BLUE LEDGE MINE | CAN000906063 | N/A | N/A | TSP04 | Post operations | BCR 4 | Passive | Successive alkalinity producing system (SAPS) | Pre-treatment | Discharge from reclaimed waste rock pile 1 (WRP1) area (adits, runoff, and groundwater seeps) | N | Pre-treatment | Data not provided | Rogue River – Siskiyou National Forest in Northern California/no constraints noted | Pilot | September - December 2012 | Iron | Fe, dissolved | µg/L | N | N/A | [6 empty] | 4720 | 4520 | -4.4248 |  |  |  | Data not provided | Data not provided | Data not provided | Data not provided | Data not provided | Data not provided | Data not provided | Data not provided |  | Effluent | 7.06 | 4.78 | mg/L | 6.28 | °C | Data not provided | N/A | Data not provided | N/A | -60 | mV | 1996 | µS/cm | None | N/A | Data not provided | Data not provided | Data not provided | Data not provided | Data not provided | Data not provided | Data not provided | Data not provided | The short time period of the study and cold weather/cold influent water appear to have had an overall negative effect on establishing robust microbial communities and sustaining sulfate reduction. | Data not provided | Fresh dairy cow manure should be used rather than horse manure - Dairy manure has been shown to contain higher numbers and diversity of SRB than horse or other manure types. Must have a consistent ethanol dose to the barrels. | Data not provided | Successive alkalinity producing system (SAPS) with manure and limestone | Data not provided | Data not provided
Treatability Study Technical Memorandum, Blue Ledge Mine Superfund Site, Siskiyou County, California | BLUE LEDGE MINE | CAN000906063 | N/A | N/A | TSP04 | Post operations | BCR 4 | Passive | Successive alkalinity producing system (SAPS) | Pre-treatment | Discharge from reclaimed waste rock pile 1 (WRP1) area (adits, runoff, and groundwater seeps) | N | Pre-treatment | Data not provided | Rogue River – Siskiyou National Forest in Northern California/no constraints noted | Pilot | September - December 2012 | Iron | Fe, total | µg/L | N | N/A | [9 empty] | 875 | 2300 | 61.9565 | Data not provided | Data not provided | Data not provided | Data not provided | Data not provided | Data not provided | Data not provided | Data not provided |  | Effluent | 7.2 | 4.87 | mg/L | 10.6 | °C | Data not provided | N/A | Data not provided | N/A | 50.7 | mV | 1164 | µS/cm | None | N/A | Data not provided | Data not provided | Data not provided | Data not provided | Data not provided | Data not provided | Data not provided | Data not provided | The short time period of the study and cold weather/cold influent water appear to have had an overall negative effect on establishing robust microbial communities and sustaining sulfate reduction. | Data not provided | Fresh dairy cow manure should be used rather than horse manure - Dairy manure has been shown to contain higher numbers and diversity of SRB than horse or other manure types. Must have a consistent ethanol dose to the barrels. | Data not provided | Successive alkalinity producing system (SAPS) with manure and limestone | Data not provided | Data not provided
Treatability Study Technical Memorandum, Blue Ledge Mine Superfund Site, Siskiyou County, California | BLUE LEDGE MINE | CAN000906063 | N/A | N/A | TSP04 | Post operations | BCR 4 | Passive | Successive alkalinity producing system (SAPS) | Pre-treatment | Discharge from reclaimed waste rock pile 1 (WRP1) area (adits, runoff, and groundwater seeps) | N | Pre-treatment | Data not provided | Rogue River – Siskiyou National Forest in Northern California/no constraints noted | Pilot | September - December 2012 | Iron | Fe, dissolved | µg/L | N | N/A | [9 empty] | 394 | 2480 | 84.1129 | Data not provided | Data not provided | Data not provided | Data not provided | Data not provided | Data not provided | Data not provided | Data not provided |  | Effluent | Data not provided | 6.37 | mg/L | 6.4 | °C | Data not provided | N/A | Data not provided | N/A | -42 | mV | 2011 | µS/cm | None | N/A | Data not provided | Data not provided | Data not provided | Data not provided | Data not provided | Data not provided | Data not provided | Data not provided | The short time period of the study and cold weather/cold influent water appear to have had an overall negative effect on establishing robust microbial communities and sustaining sulfate reduction. | Data not provided | Fresh dairy cow manure should be used rather than horse manure - Dairy manure has been shown to contain higher numbers and diversity of SRB than horse or other manure types. Must have a consistent ethanol dose to the barrels. | Data not provided | Successive alkalinity producing system (SAPS) with manure and limestone | Data not provided | Data not provided
Treatability Study Technical Memorandum, Blue Ledge Mine Superfund Site, Siskiyou County, California | BLUE LEDGE MINE | CAN000906063 | N/A | N/A | TSP05 | Post operations | BCR 5 | Passive | Successive alkalinity producing system (SAPS) | Pre-treatment | Discharge from reclaimed waste rock pile 1 (WRP1) area (adits, runoff, and groundwater seeps) | N | Pre-treatment | Data not provided | Rogue River – Siskiyou National Forest in Northern California/no constraints noted | Pilot | September - December 2012 | Iron | Fe, total | µg/L | N | N/A | 14800 | 583 | 96.0608 | [9 empty] | Data not provided | Data not provided | Data not provided | Data not provided | Data not provided | Data not provided | Data not provided | Data not provided |  | Influent | 3.07 | 8.64 | mg/L | 5.49 | °C | Data not provided | N/A | Data not provided | N/A | 515.3 | mV | 561 | µS/cm | None | N/A | Data not provided | Data not provided | Data not provided | Data not provided | Data not provided | Data not provided | Data not provided | Data not provided | The short time period of the study and cold weather/cold influent water appear to have had an overall negative effect on establishing robust microbial communities and sustaining sulfate reduction. | Data not provided | Fresh dairy cow manure should be used rather than horse manure - Dairy manure has been shown to contain higher numbers and diversity of SRB than horse or other manure types. Must have a consistent ethanol dose to the barrels. | Data not provided | Same as BCR 4 with the addition of ethanol. Successive alkalinity producing system (SAPS) with manure and limestone | Data not provided | Data not provided
Treatability Study Technical Memorandum, Blue Ledge Mine Superfund Site, Siskiyou County, California | BLUE LEDGE MINE | CAN000906063 | N/A | N/A | TSP05 | Post operations | BCR 5 | Passive | Successive alkalinity producing system (SAPS) | Pre-treatment | Discharge from reclaimed waste rock pile 1 (WRP1) area (adits, runoff, and groundwater seeps) | N | Pre-treatment | Data not provided | Rogue River – Siskiyou National Forest in Northern California/no constraints noted | Pilot | September - December 2012 | Iron | Fe, dissolved | µg/L | N | N/A | 14400 | 277 | 98.0764 | [9 empty] | Data not provided | Data not provided | Data not provided | Data not provided | Data not provided | Data not provided | Data not provided | Data not provided |  | Influent | 3.07 | 8.64 | mg/L | 5.49 | °C | Data not provided | N/A | Data not provided | N/A | 515.3 | mV | 561 | µS/cm | None | N/A | Data not provided | Data not provided | Data not provided | Data not provided | Data not provided | Data not provided | Data not provided | Data not provided | The short time period of the study and cold weather/cold influent water appear to have had an overall negative effect on establishing robust microbial communities and sustaining sulfate reduction. | Data not provided | Fresh dairy cow manure should be used rather than horse manure - Dairy manure has been shown to contain higher numbers and diversity of SRB than horse or other manure types. Must have a consistent ethanol dose to the barrels. | Data not provided | Same as BCR 4 with the addition of ethanol. Successive alkalinity producing system (SAPS) with manure and limestone | Data not provided | Data not provided
Treatability Study Technical Memorandum, Blue Ledge Mine Superfund Site, Siskiyou County, California | BLUE LEDGE MINE | CAN000906063 | N/A | N/A | TSP05 | Post operations | BCR 5 | Passive | Successive alkalinity producing system (SAPS) | Pre-treatment | Discharge from reclaimed waste rock pile 1 (WRP1) area (adits, runoff, and groundwater seeps) | N | Pre-treatment | Data not provided | Rogue River – Siskiyou National Forest in Northern California/no constraints noted | Pilot | September - December 2012 | Iron | Fe, total | µg/L | N | N/A |  |  |  | 1560 | 4260 | -173.0769 | [6 empty] | Data not provided | Data not provided | Data not provided | Data not provided | Data not provided | Data not provided | Data not provided | Data not provided |  | Influent | 2.87 | 10.72 | mg/L | 11.45 | °C | Data not provided | N/A | Data not provided | N/A | 222 | mV | 1137 | µS/cm | None | N/A | Data not provided | Data not provided | Data not provided | Data not provided | Data not provided | Data not provided | Data not provided | Data not provided | The short time period of the study and cold weather/cold influent water appear to have had an overall negative effect on establishing robust microbial communities and sustaining sulfate reduction. | Data not provided | Fresh dairy cow manure should be used rather than horse manure - Dairy manure has been shown to contain higher numbers and diversity of SRB than horse or other manure types. Must have a consistent ethanol dose to the barrels. | Data not provided | Same as BCR 4 with the addition of ethanol. Successive alkalinity producing system (SAPS) with manure and limestone | Data not provided | Data not provided
Treatability Study Technical Memorandum, Blue Ledge Mine Superfund Site, Siskiyou County, California | BLUE LEDGE MINE | CAN000906063 | N/A | N/A | TSP05 | Post operations | BCR 5 | Passive | Successive alkalinity producing system (SAPS) | Pre-treatment | Discharge from reclaimed waste rock pile 1 (WRP1) area (adits, runoff, and groundwater seeps) | N | Pre-treatment | Data not provided | Rogue River – Siskiyou National Forest in Northern California/no constraints noted | Pilot | September - December 2012 | Iron | Fe, dissolved | µg/L | N | N/A |  |  |  | 1580 | 4320 | -173.4177 | [6 empty] | Data not provided | Data not provided | Data not provided | Data not provided | Data not provided | Data not provided | Data not provided | Data not provided |  | Influent | 2.87 | 10.72 | mg/L | 11.45 | °C | Data not provided | N/A | Data not provided | N/A | 222 | mV | 1137 | µS/cm | None | N/A | Data not provided | Data not provided | Data not provided | Data not provided | Data not provided | Data not provided | Data not provided | Data not provided | The short time period of the study and cold weather/cold influent water appear to have had an overall negative effect on establishing robust microbial communities and sustaining sulfate reduction. | Data not provided | Fresh dairy cow manure should be used rather than horse manure - Dairy manure has been shown to contain higher numbers and diversity of SRB than horse or other manure types. Must have a consistent ethanol dose to the barrels. | Data not provided | Same as BCR 4 with the addition of ethanol. Successive alkalinity producing system (SAPS) with manure and limestone | Data not provided | Data not provided
Treatability Study Technical Memorandum, Blue Ledge Mine Superfund Site, Siskiyou County, California | BLUE LEDGE MINE | CAN000906063 | N/A | N/A | TSP05 | Post operations | BCR 5 | Passive | Successive alkalinity producing system (SAPS) | Pre-treatment | Discharge from reclaimed waste rock pile 1 (WRP1) area (adits, runoff, and groundwater seeps) | N | Pre-treatment | Data not provided | Rogue River – Siskiyou National Forest in Northern California/no constraints noted | Pilot | September - December 2012 | Iron | Fe, total | µg/L | N | N/A | [6 empty] | 5350 | 2340 | -128.6325 |  |  |  | Data not provided | Data not provided | Data not provided | Data not provided | Data not provided | Data not provided | Data not provided | Data not provided |  | Effluent | 6.28 | 3.61 | mg/L | 9.41 | °C | Data not provided | N/A | Data not provided | N/A | 3.4 | mV | 2129 | µS/cm | None | N/A | Data not provided | Data not provided | Data not provided | Data not provided | Data not provided | Data not provided | Data not provided | Data not provided | The short time period of the study and cold weather/cold influent water appear to have had an overall negative effect on establishing robust microbial communities and sustaining sulfate reduction. | Data not provided | Fresh dairy cow manure should be used rather than horse manure - Dairy manure has been shown to contain higher numbers and diversity of SRB than horse or other manure types. Must have a consistent ethanol dose to the barrels. | Data not provided | Same as BCR 4 with the addition of ethanol. Successive alkalinity producing system (SAPS) with manure and limestone | Data not provided | Data not provided
Treatability Study Technical Memorandum, Blue Ledge Mine Superfund Site, Siskiyou County, California | BLUE LEDGE MINE | CAN000906063 | N/A | N/A | TSP05 | Post operations | BCR 5 | Passive | Successive alkalinity producing system (SAPS) | Pre-treatment | Discharge from reclaimed waste rock pile 1 (WRP1) area (adits, runoff, and groundwater seeps) | N | Pre-treatment | Data not provided | Rogue River – Siskiyou National Forest in Northern California/no constraints noted | Pilot | September - December 2012 | Iron | Fe, dissolved | µg/L | N | N/A | [6 empty] | 4650 | 2420 | -92.1488 |  |  |  | Data not provided | Data not provided | Data not provided | Data not provided | Data not provided | Data not provided | Data not provided | Data not provided |  | Effluent | 6.28 | 3.61 | mg/L | 9.41 | °C | Data not provided | N/A | Data not provided | N/A | 3.4 | mV | 2129 | µS/cm | None | N/A | Data not provided | Data not provided | Data not provided | Data not provided | Data not provided | Data not provided | Data not provided | Data not provided | The short time period of the study and cold weather/cold influent water appear to have had an overall negative effect on establishing robust microbial communities and sustaining sulfate reduction. | Data not provided | Fresh dairy cow manure should be used rather than horse manure - Dairy manure has been shown to contain higher numbers and diversity of SRB than horse or other manure types. Must have a consistent ethanol dose to the barrels. | Data not provided | Same as BCR 4 with the addition of ethanol. Successive alkalinity producing system (SAPS) with manure and limestone | Data not provided | Data not provided
Treatability Study Technical Memorandum, Blue Ledge Mine Superfund Site, Siskiyou County, California | BLUE LEDGE MINE | CAN000906063 | N/A | N/A | TSP05 | Post operations | BCR 5 | Passive | Successive alkalinity producing system (SAPS) | Pre-treatment | Discharge from reclaimed waste rock pile 1 (WRP1) area (adits, runoff, and groundwater seeps) | N | Pre-treatment | Data not provided | Rogue River – Siskiyou National Forest in Northern California/no constraints noted | Pilot | September - December 2012 | Iron | Fe, total | µg/L | N | N/A | [9 empty] | 379 | 6060 | 93.7459 | Data not provided | Data not provided | Data not provided | Data not provided | Data not provided | Data not provided | Data not provided | Data not provided |  | Effluent | 6.3 | 3.97 | mg/L | 9.6 | °C | Data not provided | N/A | Data not provided | N/A | -102.9 | mV | 4338 | µS/cm | None | N/A | Data not provided | Data not provided | Data not provided | Data not provided | Data not provided | Data not provided | Data not provided | Data not provided | The short time period of the study and cold weather/cold influent water appear to have had an overall negative effect on establishing robust microbial communities and sustaining sulfate reduction. | Data not provided | Fresh dairy cow manure should be used rather than horse manure - Dairy manure has been shown to contain higher numbers and diversity of SRB than horse or other manure types. Must have a consistent ethanol dose to the barrels. | Data not provided | Same as BCR 4 with the addition of ethanol. Successive alkalinity producing system (SAPS) with manure and limestone | Data not provided | Data not provided
Treatability Study Technical Memorandum, Blue Ledge Mine Superfund Site, Siskiyou County, California | BLUE LEDGE MINE | CAN000906063 | N/A | N/A | TSP05 | Post operations | BCR 5 | Passive | Successive alkalinity producing system (SAPS) | Pre-treatment | Discharge from reclaimed waste rock pile 1 (WRP1) area (adits, runoff, and groundwater seeps) | N | Pre-treatment | Data not provided | Rogue River – Siskiyou National Forest in Northern California/no constraints noted | Pilot | September - December 2012 | Iron | Fe, dissolved | µg/L | N | N/A | [9 empty] | 54.8 | 2480 | 97.7903 | Data not provided | Data not provided | Data not provided | Data not provided | Data not provided | Data not provided | Data not provided | Data not provided |  | Effluent | Data not provided | 3.37 | mg/L | 6.39 | °C | Data not provided | N/A | Data not provided | N/A | -71.7 | mV | 2391 | µS/cm | None | N/A | Data not provided | Data not provided | Data not provided | Data not provided | Data not provided | Data not provided | Data not provided | Data not provided | The short time period of the study and cold weather/cold influent water appear to have had an overall negative effect on establishing robust microbial communities and sustaining sulfate reduction. | Data not provided | Fresh dairy cow manure should be used rather than horse manure - Dairy manure has been shown to contain higher numbers and diversity of SRB than horse or other manure types. Must have a consistent ethanol dose to the barrels. | Data not provided | Same as BCR 4 with the addition of ethanol. Successive alkalinity producing system (SAPS) with manure and limestone | Data not provided | Data not provided
Treatability Study Technical Memorandum, Blue Ledge Mine Superfund Site, Siskiyou County, California | BLUE LEDGE MINE | CAN000906063 | N/A | N/A | TSP01 | Post operations | BCR 1 | Passive | Biochemical reactor (BCR) | No pre-treatment | Discharge from reclaimed waste rock pile 1 (WRP1) area (adits, runoff, and groundwater seeps) | N | BCR without pre-treatment | Data not provided | Rogue River – Siskiyou National Forest in Northern California/no constraints noted | Pilot | September - December 2012 | Fluoride | F | mg/L | N | N/A | 0.99 | 0.46 | 53.5354 | [9 empty] | Data not provided | Data not provided | Data not provided | Data not provided | Data not provided | Data not provided | Data not provided | Data not provided |  | Influent | 3.15 | 9.09 | mg/L | 5.76 | °C | Data not provided | N/A | Data not provided | N/A | 260.6 | mV | 2255 | µS/cm | None | N/A | Data not provided | Data not provided | Data not provided | Data not provided | Data not provided | Data not provided | Data not provided | Data not provided | The short time period of the study and cold weather/cold influent water appear to have had an overall negative effect on establishing robust microbial communities and sustaining sulfate reduction. | Data not provided | Fresh dairy cow manure should be used rather than horse manure - Dairy manure has been shown to contain higher numbers and diversity of SRB than horse or other manure types. Must have a consistent ethanol dose to the barrels. | Data not provided | Substrate: standard wood based substrate (wood chips and sawdust) | Data not provided | Data not provided
Treatability Study Technical Memorandum, Blue Ledge Mine Superfund Site, Siskiyou County, California | BLUE LEDGE MINE | CAN000906063 | N/A | N/A | TSP01 | Post operations | BCR 1 | Passive | Biochemical reactor (BCR) | No pre-treatment | Discharge from reclaimed waste rock pile 1 (WRP1) area (adits, runoff, and groundwater seeps) | N | BCR without pre-treatment | Data not provided | Rogue River – Siskiyou National Forest in Northern California/no constraints noted | Pilot | September - December 2012 | Fluoride | F | mg/L | N | N/A |  |  |  | 0.14 | 0.35 | -150 | [6 empty] | Data not provided | Data not provided | Data not provided | Data not provided | Data not provided | Data not provided | Data not provided | Data not provided |  | Influent | 3.07 | 8.64 | mg/L | 5.49 | °C | Data not provided | N/A | Data not provided | N/A | 515.3 | mV | 561 | µS/cm | None | N/A | Data not provided | Data not provided | Data not provided | Data not provided | Data not provided | Data not provided | Data not provided | Data not provided | The short time period of the study and cold weather/cold influent water appear to have had an overall negative effect on establishing robust microbial communities and sustaining sulfate reduction. | Data not provided | Fresh dairy cow manure should be used rather than horse manure - Dairy manure has been shown to contain higher numbers and diversity of SRB than horse or other manure types. Must have a consistent ethanol dose to the barrels. | Data not provided | Substrate: standard wood based substrate (wood chips and sawdust) | Data not provided | Data not provided
Treatability Study Technical Memorandum, Blue Ledge Mine Superfund Site, Siskiyou County, California | BLUE LEDGE MINE | CAN000906063 | N/A | N/A | TSP01 | Post operations | BCR 1 | Passive | Biochemical reactor (BCR) | No pre-treatment | Discharge from reclaimed waste rock pile 1 (WRP1) area (adits, runoff, and groundwater seeps) | N | BCR without pre-treatment | Data not provided | Rogue River – Siskiyou National Forest in Northern California/no constraints noted | Pilot | September - December 2012 | Fluoride | F | mg/L | N | N/A | [6 empty] | 1 | 0.45 | -122.2222 |  |  |  | Data not provided | Data not provided | Data not provided | Data not provided | Data not provided | Data not provided | Data not provided | Data not provided |  | Effluent | 5.77 | 8.05 | mg/L | 14.73 | °C | Data not provided | N/A | Data not provided | N/A | 249.4 | mV | 2656 | µS/cm | None | N/A | Data not provided | Data not provided | Data not provided | Data not provided | Data not provided | Data not provided | Data not provided | Data not provided | The short time period of the study and cold weather/cold influent water appear to have had an overall negative effect on establishing robust microbial communities and sustaining sulfate reduction. | Data not provided | Fresh dairy cow manure should be used rather than horse manure - Dairy manure has been shown to contain higher numbers and diversity of SRB than horse or other manure types. Must have a consistent ethanol dose to the barrels. | Data not provided | Substrate: standard wood based substrate (wood chips and sawdust) | Data not provided | Data not provided
Treatability Study Technical Memorandum, Blue Ledge Mine Superfund Site, Siskiyou County, California | BLUE LEDGE MINE | CAN000906063 | N/A | N/A | TSP01 | Post operations | BCR 1 | Passive | Biochemical reactor (BCR) | No pre-treatment | Discharge from reclaimed waste rock pile 1 (WRP1) area (adits, runoff, and groundwater seeps) | N | BCR without pre-treatment | Data not provided | Rogue River – Siskiyou National Forest in Northern California/no constraints noted | Pilot | September - December 2012 | Fluoride | F | mg/L | N | N/A | [9 empty] | ND | 0.78 | 35.8974 | Data not provided | Data not provided | Data not provided | Data not provided | Data not provided | Data not provided | Data not provided | Data not provided |  | Effluent | 5.71 | 1.71 | mg/L | 10.76 | °C | Data not provided | N/A | Data not provided | N/A | 58.2 | mV | 5058 | µS/cm | None | N/A | Data not provided | Data not provided | Data not provided | Data not provided | Data not provided | Data not provided | Data not provided | Data not provided | The short time period of the study and cold weather/cold influent water appear to have had an overall negative effect on establishing robust microbial communities and sustaining sulfate reduction. | Data not provided | Fresh dairy cow manure should be used rather than horse manure - Dairy manure has been shown to contain higher numbers and diversity of SRB than horse or other manure types. Must have a consistent ethanol dose to the barrels. | Data not provided | Substrate: standard wood based substrate (wood chips and sawdust) | Data not provided | Data not provided | ND = non-detect (< 1)
Treatability Study Technical Memorandum, Blue Ledge Mine Superfund Site, Siskiyou County, California | BLUE LEDGE MINE | CAN000906063 | N/A | N/A | TSP02 | Post operations | BCR 2 | Passive | Biochemical reactor (BCR) | No pre-treatment | Discharge from reclaimed waste rock pile 1 (WRP1) area (adits, runoff, and groundwater seeps) | N | BCR without pre-treatment | Data not provided | Rogue River – Siskiyou National Forest in Northern California/no constraints noted | Pilot | September - December 2012 | Fluoride | F | mg/L | N | N/A | 0.99 | 0.4 | 59.596 | [9 empty] | Data not provided | Data not provided | Data not provided | Data not provided | Data not provided | Data not provided | Data not provided | Data not provided |  | Influent | 3.15 | 9.09 | mg/L | 5.76 | °C | Data not provided | N/A | Data not provided | N/A | 260.6 | mV | 2255 | µS/cm | None | N/A | Data not provided | Data not provided | Data not provided | Data not provided | Data not provided | Data not provided | Data not provided | Data not provided | The short time period of the study and cold weather/cold influent water appear to have had an overall negative effect on establishing robust microbial communities and sustaining sulfate reduction. | Data not provided | Fresh dairy cow manure should be used rather than horse manure - Dairy manure has been shown to contain higher numbers and diversity of SRB than horse or other manure types. Must have a consistent ethanol dose to the barrels. | Data not provided | Substrate: standard wood based substrate (wood chips and sawdust) with compost (horse manure) | Data not provided | Data not provided
Treatability Study Technical Memorandum, Blue Ledge Mine Superfund Site, Siskiyou County, California | BLUE LEDGE MINE | CAN000906063 | N/A | N/A | TSP02 | Post operations | BCR 2 | Passive | Biochemical reactor (BCR) | No pre-treatment | Discharge from reclaimed waste rock pile 1 (WRP1) area (adits, runoff, and groundwater seeps) | N | BCR without pre-treatment | Data not provided | Rogue River – Siskiyou National Forest in Northern California/no constraints noted | Pilot | September - December 2012 | Fluoride | F | mg/L | N | N/A |  |  |  | 0.14 | 0.36 | -157.1429 | [6 empty] | Data not provided | Data not provided | Data not provided | Data not provided | Data not provided | Data not provided | Data not provided | Data not provided |  | Influent | 3.07 | 8.64 | mg/L | 5.49 | °C | Data not provided | N/A | Data not provided | N/A | 515.3 | mV | 561 | µS/cm | None | N/A | Data not provided | Data not provided | Data not provided | Data not provided | Data not provided | Data not provided | Data not provided | Data not provided | The short time period of the study and cold weather/cold influent water appear to have had an overall negative effect on establishing robust microbial communities and sustaining sulfate reduction. | Data not provided | Fresh dairy cow manure should be used rather than horse manure - Dairy manure has been shown to contain higher numbers and diversity of SRB than horse or other manure types. Must have a consistent ethanol dose to the barrels. | Data not provided | Substrate: standard wood based substrate (wood chips and sawdust) with compost (horse manure) | Data not provided | Data not provided
Treatability Study Technical Memorandum, Blue Ledge Mine Superfund Site, Siskiyou County, California | BLUE LEDGE MINE | CAN000906063 | N/A | N/A | TSP02 | Post operations | BCR 2 | Passive | Biochemical reactor (BCR) | No pre-treatment | Discharge from reclaimed waste rock pile 1 (WRP1) area (adits, runoff, and groundwater seeps) | N | BCR without pre-treatment | Data not provided | Rogue River – Siskiyou National Forest in Northern California/no constraints noted | Pilot | September - December 2012 | Fluoride | F | mg/L | N | N/A | [6 empty] | 0.44 | 0.69 | 36.2319 |  |  |  | Data not provided | Data not provided | Data not provided | Data not provided | Data not provided | Data not provided | Data not provided | Data not provided |  | Effluent | 6.46 | 5.16 | mg/L | 6.76 | °C | Data not provided | N/A | Data not provided | N/A | 3.8 | mV | 1971 | µS/cm | None | N/A | Data not provided | Data not provided | Data not provided | Data not provided | Data not provided | Data not provided | Data not provided | Data not provided | The short time period of the study and cold weather/cold influent water appear to have had an overall negative effect on establishing robust microbial communities and sustaining sulfate reduction. | Data not provided | Fresh dairy cow manure should be used rather than horse manure - Dairy manure has been shown to contain higher numbers and diversity of SRB than horse or other manure types. Must have a consistent ethanol dose to the barrels. | Data not provided | Substrate: standard wood based substrate (wood chips and sawdust) with compost (horse manure) | Data not provided | Multiple limits of detection over time of study. Value is the max effluent value not qualified as non-detect. Non-detect value is < 1.
Treatability Study Technical Memorandum, Blue Ledge Mine Superfund Site, Siskiyou County, California | BLUE LEDGE MINE | CAN000906063 | N/A | N/A | TSP02 | Post operations | BCR 2 | Passive | Biochemical reactor (BCR) | No pre-treatment | Discharge from reclaimed waste rock pile 1 (WRP1) area (adits, runoff, and groundwater seeps) | N | BCR without pre-treatment | Data not provided | Rogue River – Siskiyou National Forest in Northern California/no constraints noted | Pilot | September - December 2012 | Fluoride | F | mg/L | N | N/A | [9 empty] | 0.23 | 0.87 | 73.5632 | Data not provided | Data not provided | Data not provided | Data not provided | Data not provided | Data not provided | Data not provided | Data not provided |  | Effluent | 6.45 | 2.3 | mg/L | 8.87 | °C | Data not provided | N/A | Data not provided | N/A | -112.1 | mV | 1219 | µS/cm | None | N/A | Data not provided | Data not provided | Data not provided | Data not provided | Data not provided | Data not provided | Data not provided | Data not provided | The short time period of the study and cold weather/cold influent water appear to have had an overall negative effect on establishing robust microbial communities and sustaining sulfate reduction. | Data not provided | Fresh dairy cow manure should be used rather than horse manure - Dairy manure has been shown to contain higher numbers and diversity of SRB than horse or other manure types. Must have a consistent ethanol dose to the barrels. | Data not provided | Substrate: standard wood based substrate (wood chips and sawdust) with compost (horse manure) | Data not provided | Multiple limits of detection over time of study. Value is the min effluent value not qualified as non-detect. Non-detect value is < 1.
Treatability Study Technical Memorandum, Blue Ledge Mine Superfund Site, Siskiyou County, California | BLUE LEDGE MINE | CAN000906063 | N/A | N/A | TSP03 | Post operations | BCR 3 | Passive | Biochemical reactor (BCR) | No pre-treatment | Discharge from reclaimed waste rock pile 1 (WRP1) area (adits, runoff, and groundwater seeps) | N | BCR without pre-treatment | Data not provided | Rogue River – Siskiyou National Forest in Northern California/no constraints noted | Pilot | September - December 2012 | Fluoride | F | mg/L | N | N/A | 0.99 | < 0.1 | 94.9495 | [9 empty] | Data not provided | Data not provided | Data not provided | Data not provided | Data not provided | Data not provided | Data not provided | Data not provided |  | Influent | 3.15 | 9.09 | mg/L | 5.76 | °C | Data not provided | N/A | Data not provided | N/A | 260.6 | mV | 2255 | µS/cm | None | N/A | Data not provided | Data not provided | Data not provided | Data not provided | Data not provided | Data not provided | Data not provided | Data not provided | The short time period of the study and cold weather/cold influent water appear to have had an overall negative effect on establishing robust microbial communities and sustaining sulfate reduction. | Data not provided | Fresh dairy cow manure should be used rather than horse manure - Dairy manure has been shown to contain higher numbers and diversity of SRB than horse or other manure types. Must have a consistent ethanol dose to the barrels. | Data not provided | Substrate: ChitoRem | Data not provided | Effluent value is non-detect (< 0.1)
Treatability Study Technical Memorandum, Blue Ledge Mine Superfund Site, Siskiyou County, California | BLUE LEDGE MINE | CAN000906063 | N/A | N/A | TSP03 | Post operations | BCR 3 | Passive | Biochemical reactor (BCR) | No pre-treatment | Discharge from reclaimed waste rock pile 1 (WRP1) area (adits, runoff, and groundwater seeps) | N | BCR without pre-treatment | Data not provided | Rogue River – Siskiyou National Forest in Northern California/no constraints noted | Pilot | September - December 2012 | Fluoride | F | mg/L | N | N/A |  |  |  | 0.14 | < 0.1 | 64.2857 | [6 empty] | Data not provided | Data not provided | Data not provided | Data not provided | Data not provided | Data not provided | Data not provided | Data not provided |  | Influent | 3.07 | 8.64 | mg/L | 5.49 | °C | Data not provided | N/A | Data not provided | N/A | 515.3 | mV | 561 | µS/cm | None | N/A | Data not provided | Data not provided | Data not provided | Data not provided | Data not provided | Data not provided | Data not provided | Data not provided | The short time period of the study and cold weather/cold influent water appear to have had an overall negative effect on establishing robust microbial communities and sustaining sulfate reduction. | Data not provided | Fresh dairy cow manure should be used rather than horse manure - Dairy manure has been shown to contain higher numbers and diversity of SRB than horse or other manure types. Must have a consistent ethanol dose to the barrels. | Data not provided | Substrate: ChitoRem | Data not provided | Effluent value is non-detect (< 0.1)
Treatability Study Technical Memorandum, Blue Ledge Mine Superfund Site, Siskiyou County, California | BLUE LEDGE MINE | CAN000906063 | N/A | N/A | TSP03 | Post operations | BCR 3 | Passive | Biochemical reactor (BCR) | No pre-treatment | Discharge from reclaimed waste rock pile 1 (WRP1) area (adits, runoff, and groundwater seeps) | N | BCR without pre-treatment | Data not provided | Rogue River – Siskiyou National Forest in Northern California/no constraints noted | Pilot | September - December 2012 | Fluoride | F | mg/L | N | N/A | [6 empty] | 0.12 | 0.22 | 45.4545 |  |  |  | Data not provided | Data not provided | Data not provided | Data not provided | Data not provided | Data not provided | Data not provided | Data not provided |  | Effluent | 7.22 | 1.89 | mg/L | 5.47 | °C | Data not provided | N/A | Data not provided | N/A | -134.2 | mV | 3074 | µS/cm | None | N/A | Data not provided | Data not provided | Data not provided | Data not provided | Data not provided | Data not provided | Data not provided | Data not provided | The short time period of the study and cold weather/cold influent water appear to have had an overall negative effect on establishing robust microbial communities and sustaining sulfate reduction. | Data not provided | Fresh dairy cow manure should be used rather than horse manure - Dairy manure has been shown to contain higher numbers and diversity of SRB than horse or other manure types. Must have a consistent ethanol dose to the barrels. | Data not provided | Substrate: ChitoRem | Data not provided | Multiple limits of detection over time of study. Value is the max effluent value not qualified as non-detect. Range of non-detect values is < 0.1 - < 5.
Treatability Study Technical Memorandum, Blue Ledge Mine Superfund Site, Siskiyou County, California | BLUE LEDGE MINE | CAN000906063 | N/A | N/A | TSP03 | Post operations | BCR 3 | Passive | Biochemical reactor (BCR) | No pre-treatment | Discharge from reclaimed waste rock pile 1 (WRP1) area (adits, runoff, and groundwater seeps) | N | BCR without pre-treatment | Data not provided | Rogue River – Siskiyou National Forest in Northern California/no constraints noted | Pilot | September - December 2012 | Fluoride | F | mg/L | N | N/A | [9 empty] | 0.05 | 0.69 | 92.7536 | Data not provided | Data not provided | Data not provided | Data not provided | Data not provided | Data not provided | Data not provided | Data not provided |  | Effluent | 7.43 | 4.98 | mg/L | 7.29 | °C | Data not provided | N/A | Data not provided | N/A | -46.55 | mV | 6286 | µS/cm | None | N/A | Data not provided | Data not provided | Data not provided | Data not provided | Data not provided | Data not provided | Data not provided | Data not provided | The short time period of the study and cold weather/cold influent water appear to have had an overall negative effect on establishing robust microbial communities and sustaining sulfate reduction. | Data not provided | Fresh dairy cow manure should be used rather than horse manure - Dairy manure has been shown to contain higher numbers and diversity of SRB than horse or other manure types. Must have a consistent ethanol dose to the barrels. | Data not provided | Substrate: ChitoRem | Data not provided | Multiple limits of detection over time of study. Value is the min effluent value not qualified as non-detect. Range of non-detect values is < 0.1 - < 5.
Treatability Study Technical Memorandum, Blue Ledge Mine Superfund Site, Siskiyou County, California | BLUE LEDGE MINE | CAN000906063 | N/A | N/A | TSP04 | Post operations | BCR 4 | Passive | Successive alkalinity producing system (SAPS) | Pre-treatment | Discharge from reclaimed waste rock pile 1 (WRP1) area (adits, runoff, and groundwater seeps) | N | Pre-treatment | Data not provided | Rogue River – Siskiyou National Forest in Northern California/no constraints noted | Pilot | September - December 2012 | Fluoride | F | mg/L | N | N/A | 0.99 | 0.52 | 47.4747 | [9 empty] | Data not provided | Data not provided | Data not provided | Data not provided | Data not provided | Data not provided | Data not provided | Data not provided |  | Influent | 3.15 | 9.09 | mg/L | 5.76 | °C | Data not provided | N/A | Data not provided | N/A | 260.6 | mV | 2255 | µS/cm | None | N/A | Data not provided | Data not provided | Data not provided | Data not provided | Data not provided | Data not provided | Data not provided | Data not provided | The short time period of the study and cold weather/cold influent water appear to have had an overall negative effect on establishing robust microbial communities and sustaining sulfate reduction. | Data not provided | Fresh dairy cow manure should be used rather than horse manure - Dairy manure has been shown to contain higher numbers and diversity of SRB than horse or other manure types. Must have a consistent ethanol dose to the barrels. | Data not provided | Successive alkalinity producing system (SAPS) with manure and limestone | Data not provided | Data not provided
Treatability Study Technical Memorandum, Blue Ledge Mine Superfund Site, Siskiyou County, California | BLUE LEDGE MINE | CAN000906063 | N/A | N/A | TSP04 | Post operations | BCR 4 | Passive | Successive alkalinity producing system (SAPS) | Pre-treatment | Discharge from reclaimed waste rock pile 1 (WRP1) area (adits, runoff, and groundwater seeps) | N | Pre-treatment | Data not provided | Rogue River – Siskiyou National Forest in Northern California/no constraints noted | Pilot | September - December 2012 | Fluoride | F | mg/L | N | N/A |  |  |  | 0.14 | 0.37 | -164.2857 | [6 empty] | Data not provided | Data not provided | Data not provided | Data not provided | Data not provided | Data not provided | Data not provided | Data not provided |  | Influent | 3.07 | 8.64 | mg/L | 5.49 | °C | Data not provided | N/A | Data not provided | N/A | 515.3 | mV | 561 | µS/cm | None | N/A | Data not provided | Data not provided | Data not provided | Data not provided | Data not provided | Data not provided | Data not provided | Data not provided | The short time period of the study and cold weather/cold influent water appear to have had an overall negative effect on establishing robust microbial communities and sustaining sulfate reduction. | Data not provided | Fresh dairy cow manure should be used rather than horse manure - Dairy manure has been shown to contain higher numbers and diversity of SRB than horse or other manure types. Must have a consistent ethanol dose to the barrels. | Data not provided | Successive alkalinity producing system (SAPS) with manure and limestone | Data not provided | Data not provided
Treatability Study Technical Memorandum, Blue Ledge Mine Superfund Site, Siskiyou County, California | BLUE LEDGE MINE | CAN000906063 | N/A | N/A | TSP04 | Post operations | BCR 4 | Passive | Successive alkalinity producing system (SAPS) | Pre-treatment | Discharge from reclaimed waste rock pile 1 (WRP1) area (adits, runoff, and groundwater seeps) | N | Pre-treatment | Data not provided | Rogue River – Siskiyou National Forest in Northern California/no constraints noted | Pilot | September - December 2012 | Fluoride | F | mg/L | N | N/A | [6 empty] | 0.57 | 0.69 | 17.3913 |  |  |  | Data not provided | Data not provided | Data not provided | Data not provided | Data not provided | Data not provided | Data not provided | Data not provided |  | Effluent | 7.06 | 4.78 | mg/L | 6.28 | °C | Data not provided | N/A | Data not provided | N/A | -60 | mV | 1996 | µS/cm | None | N/A | Data not provided | Data not provided | Data not provided | Data not provided | Data not provided | Data not provided | Data not provided | Data not provided | The short time period of the study and cold weather/cold influent water appear to have had an overall negative effect on establishing robust microbial communities and sustaining sulfate reduction. | Data not provided | Fresh dairy cow manure should be used rather than horse manure - Dairy manure has been shown to contain higher numbers and diversity of SRB than horse or other manure types. Must have a consistent ethanol dose to the barrels. | Data not provided | Successive alkalinity producing system (SAPS) with manure and limestone | Data not provided | Multiple limits of detection over time of study. Value is the max effluent value not qualified as non-detect. Range of non-detect values is < 0.2 - < 1.
Treatability Study Technical Memorandum, Blue Ledge Mine Superfund Site, Siskiyou County, California | BLUE LEDGE MINE | CAN000906063 | N/A | N/A | TSP04 | Post operations | BCR 4 | Passive | Successive alkalinity producing system (SAPS) | Pre-treatment | Discharge from reclaimed waste rock pile 1 (WRP1) area (adits, runoff, and groundwater seeps) | N | Pre-treatment | Data not provided | Rogue River – Siskiyou National Forest in Northern California/no constraints noted | Pilot | September - December 2012 | Fluoride | F | mg/L | N | N/A | [9 empty] | 0.13 | 0.87 | 85.0575 | Data not provided | Data not provided | Data not provided | Data not provided | Data not provided | Data not provided | Data not provided | Data not provided |  | Effluent | 7.2 | 4.87 | mg/L | 10.6 | °C | Data not provided | N/A | Data not provided | N/A | 50.7 | mV | 1164 | µS/cm | None | N/A | Data not provided | Data not provided | Data not provided | Data not provided | Data not provided | Data not provided | Data not provided | Data not provided | The short time period of the study and cold weather/cold influent water appear to have had an overall negative effect on establishing robust microbial communities and sustaining sulfate reduction. | Data not provided | Fresh dairy cow manure should be used rather than horse manure - Dairy manure has been shown to contain higher numbers and diversity of SRB than horse or other manure types. Must have a consistent ethanol dose to the barrels. | Data not provided | Successive alkalinity producing system (SAPS) with manure and limestone | Data not provided | Multiple limits of detection over time of study. Value is the min effluent value not qualified as non-detect. Range of non-detect values is < 0.2 - < 1.
Treatability Study Technical Memorandum, Blue Ledge Mine Superfund Site, Siskiyou County, California | BLUE LEDGE MINE | CAN000906063 | N/A | N/A | TSP05 | Post operations | BCR 5 | Passive | Successive alkalinity producing system (SAPS) | Pre-treatment | Discharge from reclaimed waste rock pile 1 (WRP1) area (adits, runoff, and groundwater seeps) | N | Pre-treatment | Data not provided | Rogue River – Siskiyou National Forest in Northern California/no constraints noted | Pilot | September - December 2012 | Fluoride | F | mg/L | N | N/A | 0.99 | 0.16 | 83.8384 | [9 empty] | Data not provided | Data not provided | Data not provided | Data not provided | Data not provided | Data not provided | Data not provided | Data not provided |  | Influent | 3.15 | 9.09 | mg/L | 5.76 | °C | Data not provided | N/A | Data not provided | N/A | 260.6 | mV | 2255 | µS/cm | None | N/A | Data not provided | Data not provided | Data not provided | Data not provided | Data not provided | Data not provided | Data not provided | Data not provided | The short time period of the study and cold weather/cold influent water appear to have had an overall negative effect on establishing robust microbial communities and sustaining sulfate reduction. | Data not provided | Fresh dairy cow manure should be used rather than horse manure - Dairy manure has been shown to contain higher numbers and diversity of SRB than horse or other manure types. Must have a consistent ethanol dose to the barrels. | Data not provided | Same as BCR 4 with the addition of ethanol. Successive alkalinity producing system (SAPS) with manure and limestone | Data not provided | Data not provided
Treatability Study Technical Memorandum, Blue Ledge Mine Superfund Site, Siskiyou County, California | BLUE LEDGE MINE | CAN000906063 | N/A | N/A | TSP05 | Post operations | BCR 5 | Passive | Successive alkalinity producing system (SAPS) | Pre-treatment | Discharge from reclaimed waste rock pile 1 (WRP1) area (adits, runoff, and groundwater seeps) | N | Pre-treatment | Data not provided | Rogue River – Siskiyou National Forest in Northern California/no constraints noted | Pilot | September - December 2012 | Fluoride | F | mg/L | N | N/A |  |  |  | 0.14 | 0.16 | -14.2857 | [6 empty] | Data not provided | Data not provided | Data not provided | Data not provided | Data not provided | Data not provided | Data not provided | Data not provided |  | Influent | 3.07 | 8.64 | mg/L | 5.49 | °C | Data not provided | N/A | Data not provided | N/A | 515.3 | mV | 561 | µS/cm | None | N/A | Data not provided | Data not provided | Data not provided | Data not provided | Data not provided | Data not provided | Data not provided | Data not provided | The short time period of the study and cold weather/cold influent water appear to have had an overall negative effect on establishing robust microbial communities and sustaining sulfate reduction. | Data not provided | Fresh dairy cow manure should be used rather than horse manure - Dairy manure has been shown to contain higher numbers and diversity of SRB than horse or other manure types. Must have a consistent ethanol dose to the barrels. | Data not provided | Same as BCR 4 with the addition of ethanol. Successive alkalinity producing system (SAPS) with manure and limestone | Data not provided | Data not provided
Treatability Study Technical Memorandum, Blue Ledge Mine Superfund Site, Siskiyou County, California | BLUE LEDGE MINE | CAN000906063 | N/A | N/A | TSP05 | Post operations | BCR 5 | Passive | Successive alkalinity producing system (SAPS) | Pre-treatment | Discharge from reclaimed waste rock pile 1 (WRP1) area (adits, runoff, and groundwater seeps) | N | Pre-treatment | Data not provided | Rogue River – Siskiyou National Forest in Northern California/no constraints noted | Pilot | September - December 2012 | Fluoride | F | mg/L | N | N/A | [6 empty] | 0.23 | 0.92 | 75 |  |  |  | Data not provided | Data not provided | Data not provided | Data not provided | Data not provided | Data not provided | Data not provided | Data not provided |  | Effluent | 6.28 | 3.61 | mg/L | 9.41 | °C | Data not provided | N/A | Data not provided | N/A | 3.4 | mV | 2129 | µS/cm | None | N/A | Data not provided | Data not provided | Data not provided | Data not provided | Data not provided | Data not provided | Data not provided | Data not provided | The short time period of the study and cold weather/cold influent water appear to have had an overall negative effect on establishing robust microbial communities and sustaining sulfate reduction. | Data not provided | Fresh dairy cow manure should be used rather than horse manure - Dairy manure has been shown to contain higher numbers and diversity of SRB than horse or other manure types. Must have a consistent ethanol dose to the barrels. | Data not provided | Same as BCR 4 with the addition of ethanol. Successive alkalinity producing system (SAPS) with manure and limestone | Data not provided | Multiple limits of detection over time of study. Value is the max effluent value not qualified as non-detect. Non-detect values is < 1.
Treatability Study Technical Memorandum, Blue Ledge Mine Superfund Site, Siskiyou County, California | BLUE LEDGE MINE | CAN000906063 | N/A | N/A | TSP05 | Post operations | BCR 5 | Passive | Successive alkalinity producing system (SAPS) | Pre-treatment | Discharge from reclaimed waste rock pile 1 (WRP1) area (adits, runoff, and groundwater seeps) | N | Pre-treatment | Data not provided | Rogue River – Siskiyou National Forest in Northern California/no constraints noted | Pilot | September - December 2012 | Fluoride | F | mg/L | N | N/A | [9 empty] | 0.1 | 0.87 | 88.5057 | Data not provided | Data not provided | Data not provided | Data not provided | Data not provided | Data not provided | Data not provided | Data not provided |  | Effluent | 6.3 | 4.62 | mg/L | 9.18 | °C | Data not provided | N/A | Data not provided | N/A | -22.9 | mV | 1423 | µS/cm | None | N/A | Data not provided | Data not provided | Data not provided | Data not provided | Data not provided | Data not provided | Data not provided | Data not provided | The short time period of the study and cold weather/cold influent water appear to have had an overall negative effect on establishing robust microbial communities and sustaining sulfate reduction. | Data not provided | Fresh dairy cow manure should be used rather than horse manure - Dairy manure has been shown to contain higher numbers and diversity of SRB than horse or other manure types. Must have a consistent ethanol dose to the barrels. | Data not provided | Same as BCR 4 with the addition of ethanol. Successive alkalinity producing system (SAPS) with manure and limestone | Data not provided | Multiple limits of detection over time of study. Value is the min effluent value not qualified as non-detect. Non-detect values is < 1.
Treatability Study Technical Memorandum, Blue Ledge Mine Superfund Site, Siskiyou County, California | BLUE LEDGE MINE | CAN000906063 | N/A | N/A | TSP01 | Post operations | BCR 1 | Passive | Biochemical reactor (BCR) | No pre-treatment | Discharge from reclaimed waste rock pile 1 (WRP1) area (adits, runoff, and groundwater seeps) | N | BCR without pre-treatment | Data not provided | Rogue River – Siskiyou National Forest in Northern California/no constraints noted | Pilot | September - December 2012 | Mercury | Hg, total | µg/L | N | N/A | 0.029 | ND | -244.8276 | [9 empty] | Data not provided | Data not provided | Data not provided | Data not provided | Data not provided | Data not provided | Data not provided | Data not provided |  | Influent | 3.15 | 9.09 | mg/L | 5.76 | °C | Data not provided | N/A | Data not provided | N/A | 260.6 | mV | 2255 | µS/cm | None | N/A | Data not provided | Data not provided | Data not provided | Data not provided | Data not provided | Data not provided | Data not provided | Data not provided | The short time period of the study and cold weather/cold influent water appear to have had an overall negative effect on establishing robust microbial communities and sustaining sulfate reduction. | Data not provided | Fresh dairy cow manure should be used rather than horse manure - Dairy manure has been shown to contain higher numbers and diversity of SRB than horse or other manure types. Must have a consistent ethanol dose to the barrels. | Data not provided | Substrate: standard wood based substrate (wood chips and sawdust) | Data not provided | Multiple limits of detection over time of study. Value is the max influent value not qualified as non-detect. Non-detect value is < 0.2. | ND = non-detect (< 0.2)
Treatability Study Technical Memorandum, Blue Ledge Mine Superfund Site, Siskiyou County, California | BLUE LEDGE MINE | CAN000906063 | N/A | N/A | TSP01 | Post operations | BCR 1 | Passive | Biochemical reactor (BCR) | No pre-treatment | Discharge from reclaimed waste rock pile 1 (WRP1) area (adits, runoff, and groundwater seeps) | N | BCR without pre-treatment | Data not provided | Rogue River – Siskiyou National Forest in Northern California/no constraints noted | Pilot | September - December 2012 | Mercury | Hg, dissolved | µg/L | N | N/A | 0.042 | 0.034 | 19.0476 | [9 empty] | Data not provided | Data not provided | Data not provided | Data not provided | Data not provided | Data not provided | Data not provided | Data not provided |  | Influent | Data not provided | 9.4 | mg/L | 5.97 | °C | Data not provided | N/A | Data not provided | N/A | 439.6 | mV | 1976 | µS/cm | None | N/A | Data not provided | Data not provided | Data not provided | Data not provided | Data not provided | Data not provided | Data not provided | Data not provided | The short time period of the study and cold weather/cold influent water appear to have had an overall negative effect on establishing robust microbial communities and sustaining sulfate reduction. | Data not provided | Fresh dairy cow manure should be used rather than horse manure - Dairy manure has been shown to contain higher numbers and diversity of SRB than horse or other manure types. Must have a consistent ethanol dose to the barrels. | Data not provided | Substrate: standard wood based substrate (wood chips and sawdust) | Data not provided | Multiple limits of detection over time of study. Value is the max influent value not qualified as non-detect. Non-detect value is < 0.2.
Treatability Study Technical Memorandum, Blue Ledge Mine Superfund Site, Siskiyou County, California | BLUE LEDGE MINE | CAN000906063 | N/A | N/A | TSP01 | Post operations | BCR 1 | Passive | Biochemical reactor (BCR) | No pre-treatment | Discharge from reclaimed waste rock pile 1 (WRP1) area (adits, runoff, and groundwater seeps) | N | BCR without pre-treatment | Data not provided | Rogue River – Siskiyou National Forest in Northern California/no constraints noted | Pilot | September - December 2012 | Mercury | Hg, total | µg/L | N | N/A |  |  |  | 0.029 | ND | -244.8276 | [6 empty] | Data not provided | Data not provided | Data not provided | Data not provided | Data not provided | Data not provided | Data not provided | Data not provided |  | Influent | 3.15 | 9.09 | mg/L | 5.76 | °C | Data not provided | N/A | Data not provided | N/A | 260.6 | mV | 2255 | µS/cm | None | N/A | Data not provided | Data not provided | Data not provided | Data not provided | Data not provided | Data not provided | Data not provided | Data not provided | The short time period of the study and cold weather/cold influent water appear to have had an overall negative effect on establishing robust microbial communities and sustaining sulfate reduction. | Data not provided | Fresh dairy cow manure should be used rather than horse manure - Dairy manure has been shown to contain higher numbers and diversity of SRB than horse or other manure types. Must have a consistent ethanol dose to the barrels. | Data not provided | Substrate: standard wood based substrate (wood chips and sawdust) | Data not provided | Multiple limits of detection over time of study. Value is the min influent value not qualified as non-detect. Non-detect value is < 0.2. | ND = non-detect (< 0.2)
Treatability Study Technical Memorandum, Blue Ledge Mine Superfund Site, Siskiyou County, California | BLUE LEDGE MINE | CAN000906063 | N/A | N/A | TSP01 | Post operations | BCR 1 | Passive | Biochemical reactor (BCR) | No pre-treatment | Discharge from reclaimed waste rock pile 1 (WRP1) area (adits, runoff, and groundwater seeps) | N | BCR without pre-treatment | Data not provided | Rogue River – Siskiyou National Forest in Northern California/no constraints noted | Pilot | September - December 2012 | Mercury | Hg, dissolved | µg/L | N | N/A |  |  |  | 0.042 | 0.034 | 19.0476 | [6 empty] | Data not provided | Data not provided | Data not provided | Data not provided | Data not provided | Data not provided | Data not provided | Data not provided |  | Influent | Data not provided | 9.4 | mg/L | 5.97 | °C | Data not provided | N/A | Data not provided | N/A | 439.6 | mV | 1976 | µS/cm | None | N/A | Data not provided | Data not provided | Data not provided | Data not provided | Data not provided | Data not provided | Data not provided | Data not provided | The short time period of the study and cold weather/cold influent water appear to have had an overall negative effect on establishing robust microbial communities and sustaining sulfate reduction. | Data not provided | Fresh dairy cow manure should be used rather than horse manure - Dairy manure has been shown to contain higher numbers and diversity of SRB than horse or other manure types. Must have a consistent ethanol dose to the barrels. | Data not provided | Substrate: standard wood based substrate (wood chips and sawdust) | Data not provided | Multiple limits of detection over time of study. Value is the min influent value not qualified as non-detect. Non-detect value is < 0.2.
Treatability Study Technical Memorandum, Blue Ledge Mine Superfund Site, Siskiyou County, California | BLUE LEDGE MINE | CAN000906063 | N/A | N/A | TSP01 | Post operations | BCR 1 | Passive | Biochemical reactor (BCR) | No pre-treatment | Discharge from reclaimed waste rock pile 1 (WRP1) area (adits, runoff, and groundwater seeps) | N | BCR without pre-treatment | Data not provided | Rogue River – Siskiyou National Forest in Northern California/no constraints noted | Pilot | September - December 2012 | Mercury | Hg, total | µg/L | N | N/A | [6 empty] | 0.082 | ND | Not Applicable |  |  |  | Data not provided | Data not provided | Data not provided | Data not provided | Data not provided | Data not provided | Data not provided | Data not provided |  | Effluent | 5.77 | 8.05 | mg/L | 14.73 | °C | Data not provided | N/A | Data not provided | N/A | 249.4 | mV | 2656 | µS/cm | None | N/A | Data not provided | Data not provided | Data not provided | Data not provided | Data not provided | Data not provided | Data not provided | Data not provided | The short time period of the study and cold weather/cold influent water appear to have had an overall negative effect on establishing robust microbial communities and sustaining sulfate reduction. | Data not provided | Fresh dairy cow manure should be used rather than horse manure - Dairy manure has been shown to contain higher numbers and diversity of SRB than horse or other manure types. Must have a consistent ethanol dose to the barrels. | Data not provided | Substrate: standard wood based substrate (wood chips and sawdust) | Data not provided | Multiple limits of detection over time of study. Value is the max influent value not qualified as non-detect. Non-detect value is < 0.2. | ND = non-detect (< 0.2)
Treatability Study Technical Memorandum, Blue Ledge Mine Superfund Site, Siskiyou County, California | BLUE LEDGE MINE | CAN000906063 | N/A | N/A | TSP01 | Post operations | BCR 1 | Passive | Biochemical reactor (BCR) | No pre-treatment | Discharge from reclaimed waste rock pile 1 (WRP1) area (adits, runoff, and groundwater seeps) | N | BCR without pre-treatment | Data not provided | Rogue River – Siskiyou National Forest in Northern California/no constraints noted | Pilot | September - December 2012 | Mercury | Hg, dissolved | µg/L | N | N/A | [6 empty] | 0.089 | ND | Not Applicable |  |  |  | Data not provided | Data not provided | Data not provided | Data not provided | Data not provided | Data not provided | Data not provided | Data not provided |  | Effluent | 5.77 | 8.05 | mg/L | 14.73 | °C | Data not provided | N/A | Data not provided | N/A | 249.4 | mV | 2656 | µS/cm | None | N/A | Data not provided | Data not provided | Data not provided | Data not provided | Data not provided | Data not provided | Data not provided | Data not provided | The short time period of the study and cold weather/cold influent water appear to have had an overall negative effect on establishing robust microbial communities and sustaining sulfate reduction. | Data not provided | Fresh dairy cow manure should be used rather than horse manure - Dairy manure has been shown to contain higher numbers and diversity of SRB than horse or other manure types. Must have a consistent ethanol dose to the barrels. | Data not provided | Substrate: standard wood based substrate (wood chips and sawdust) | Data not provided | Multiple limits of detection over time of study. Value is the max influent value not qualified as non-detect. Non-detect value is < 0.2. | ND = non-detect (< 0.2)
Treatability Study Technical Memorandum, Blue Ledge Mine Superfund Site, Siskiyou County, California | BLUE LEDGE MINE | CAN000906063 | N/A | N/A | TSP01 | Post operations | BCR 1 | Passive | Biochemical reactor (BCR) | No pre-treatment | Discharge from reclaimed waste rock pile 1 (WRP1) area (adits, runoff, and groundwater seeps) | N | BCR without pre-treatment | Data not provided | Rogue River – Siskiyou National Forest in Northern California/no constraints noted | Pilot | September - December 2012 | Mercury | Hg, total | µg/L | N | N/A | [9 empty] | 0.082 | ND | Not Applicable | Data not provided | Data not provided | Data not provided | Data not provided | Data not provided | Data not provided | Data not provided | Data not provided |  | Effluent | 5.77 | 8.05 | mg/L | 14.73 | °C | Data not provided | N/A | Data not provided | N/A | 249.4 | mV | 2656 | µS/cm | None | N/A | Data not provided | Data not provided | Data not provided | Data not provided | Data not provided | Data not provided | Data not provided | Data not provided | The short time period of the study and cold weather/cold influent water appear to have had an overall negative effect on establishing robust microbial communities and sustaining sulfate reduction. | Data not provided | Fresh dairy cow manure should be used rather than horse manure - Dairy manure has been shown to contain higher numbers and diversity of SRB than horse or other manure types. Must have a consistent ethanol dose to the barrels. | Data not provided | Substrate: standard wood based substrate (wood chips and sawdust) | Data not provided | Multiple limits of detection over time of study. Value is the min influent value not qualified as non-detect. Non-detect value is < 0.2. | ND = non-detect (< 0.2)
Treatability Study Technical Memorandum, Blue Ledge Mine Superfund Site, Siskiyou County, California | BLUE LEDGE MINE | CAN000906063 | N/A | N/A | TSP01 | Post operations | BCR 1 | Passive | Biochemical reactor (BCR) | No pre-treatment | Discharge from reclaimed waste rock pile 1 (WRP1) area (adits, runoff, and groundwater seeps) | N | BCR without pre-treatment | Data not provided | Rogue River – Siskiyou National Forest in Northern California/no constraints noted | Pilot | September - December 2012 | Mercury | Hg, dissolved | µg/L | N | N/A | [9 empty] | 0.034 | 0.042 | 19.0476 | Data not provided | Data not provided | Data not provided | Data not provided | Data not provided | Data not provided | Data not provided | Data not provided |  | Effluent | Data not provided | 2.82 | mg/L | 6.2 | °C | Data not provided | N/A | Data not provided | N/A | 71.3 | mV | 2255 | µS/cm | None | N/A | Data not provided | Data not provided | Data not provided | Data not provided | Data not provided | Data not provided | Data not provided | Data not provided | The short time period of the study and cold weather/cold influent water appear to have had an overall negative effect on establishing robust microbial communities and sustaining sulfate reduction. | Data not provided | Fresh dairy cow manure should be used rather than horse manure - Dairy manure has been shown to contain higher numbers and diversity of SRB than horse or other manure types. Must have a consistent ethanol dose to the barrels. | Data not provided | Substrate: standard wood based substrate (wood chips and sawdust) | Data not provided | Data not provided
Treatability Study Technical Memorandum, Blue Ledge Mine Superfund Site, Siskiyou County, California | BLUE LEDGE MINE | CAN000906063 | N/A | N/A | TSP02 | Post operations | BCR 2 | Passive | Biochemical reactor (BCR) | No pre-treatment | Discharge from reclaimed waste rock pile 1 (WRP1) area (adits, runoff, and groundwater seeps) | N | BCR without pre-treatment | Data not provided | Rogue River – Siskiyou National Forest in Northern California/no constraints noted | Pilot | September - December 2012 | Mercury | Hg, total | µg/L | N | N/A | 0.029 | 0.044 | -51.7241 | [9 empty] | Data not provided | Data not provided | Data not provided | Data not provided | Data not provided | Data not provided | Data not provided | Data not provided |  | Influent | 3.15 | 9.09 | mg/L | 5.76 | °C | Data not provided | N/A | Data not provided | N/A | 260.6 | mV | 2255 | µS/cm | None | N/A | Data not provided | Data not provided | Data not provided | Data not provided | Data not provided | Data not provided | Data not provided | Data not provided | The short time period of the study and cold weather/cold influent water appear to have had an overall negative effect on establishing robust microbial communities and sustaining sulfate reduction. | Data not provided | Fresh dairy cow manure should be used rather than horse manure - Dairy manure has been shown to contain higher numbers and diversity of SRB than horse or other manure types. Must have a consistent ethanol dose to the barrels. | Data not provided | Substrate: standard wood based substrate (wood chips and sawdust) with compost (horse manure) | Data not provided | Multiple limits of detection over time of study. Value is the max influent value not qualified as non-detect. Non-detect value is < 0.2.
Treatability Study Technical Memorandum, Blue Ledge Mine Superfund Site, Siskiyou County, California | BLUE LEDGE MINE | CAN000906063 | N/A | N/A | TSP02 | Post operations | BCR 2 | Passive | Biochemical reactor (BCR) | No pre-treatment | Discharge from reclaimed waste rock pile 1 (WRP1) area (adits, runoff, and groundwater seeps) | N | BCR without pre-treatment | Data not provided | Rogue River – Siskiyou National Forest in Northern California/no constraints noted | Pilot | September - December 2012 | Mercury | Hg, dissolved | µg/L | N | N/A | 0.042 | 0.029 | 30.9524 | [9 empty] | Data not provided | Data not provided | Data not provided | Data not provided | Data not provided | Data not provided | Data not provided | Data not provided |  | Influent | Data not provided | 9.4 | mg/L | 5.97 | °C | Data not provided | N/A | Data not provided | N/A | 439.6 | mV | 1976 | µS/cm | None | N/A | Data not provided | Data not provided | Data not provided | Data not provided | Data not provided | Data not provided | Data not provided | Data not provided | The short time period of the study and cold weather/cold influent water appear to have had an overall negative effect on establishing robust microbial communities and sustaining sulfate reduction. | Data not provided | Fresh dairy cow manure should be used rather than horse manure - Dairy manure has been shown to contain higher numbers and diversity of SRB than horse or other manure types. Must have a consistent ethanol dose to the barrels. | Data not provided | Substrate: standard wood based substrate (wood chips and sawdust) with compost (horse manure) | Data not provided | Multiple limits of detection over time of study. Value is the max influent value not qualified as non-detect. Non-detect value is < 0.2.
Treatability Study Technical Memorandum, Blue Ledge Mine Superfund Site, Siskiyou County, California | BLUE LEDGE MINE | CAN000906063 | N/A | N/A | TSP02 | Post operations | BCR 2 | Passive | Biochemical reactor (BCR) | No pre-treatment | Discharge from reclaimed waste rock pile 1 (WRP1) area (adits, runoff, and groundwater seeps) | N | BCR without pre-treatment | Data not provided | Rogue River – Siskiyou National Forest in Northern California/no constraints noted | Pilot | September - December 2012 | Mercury | Hg, total | µg/L | N | N/A |  |  |  | 0.029 | 0.044 | -51.7241 | [6 empty] | Data not provided | Data not provided | Data not provided | Data not provided | Data not provided | Data not provided | Data not provided | Data not provided |  | Influent | 3.15 | 9.09 | mg/L | 5.76 | °C | Data not provided | N/A | Data not provided | N/A | 260.6 | mV | 2255 | µS/cm | None | N/A | Data not provided | Data not provided | Data not provided | Data not provided | Data not provided | Data not provided | Data not provided | Data not provided | The short time period of the study and cold weather/cold influent water appear to have had an overall negative effect on establishing robust microbial communities and sustaining sulfate reduction. | Data not provided | Fresh dairy cow manure should be used rather than horse manure - Dairy manure has been shown to contain higher numbers and diversity of SRB than horse or other manure types. Must have a consistent ethanol dose to the barrels. | Data not provided | Substrate: standard wood based substrate (wood chips and sawdust) with compost (horse manure) | Data not provided | Multiple limits of detection over time of study. Value is the min influent value not qualified as non-detect. Non-detect value is < 0.2.
Treatability Study Technical Memorandum, Blue Ledge Mine Superfund Site, Siskiyou County, California | BLUE LEDGE MINE | CAN000906063 | N/A | N/A | TSP02 | Post operations | BCR 2 | Passive | Biochemical reactor (BCR) | No pre-treatment | Discharge from reclaimed waste rock pile 1 (WRP1) area (adits, runoff, and groundwater seeps) | N | BCR without pre-treatment | Data not provided | Rogue River – Siskiyou National Forest in Northern California/no constraints noted | Pilot | September - December 2012 | Mercury | Hg, dissolved | µg/L | N | N/A |  |  |  | 0.042 | 0.029 | 30.9524 | [6 empty] | Data not provided | Data not provided | Data not provided | Data not provided | Data not provided | Data not provided | Data not provided | Data not provided |  | Influent | Data not provided | 9.4 | mg/L | 5.97 | °C | Data not provided | N/A | Data not provided | N/A | 439.6 | mV | 1976 | µS/cm | None | N/A | Data not provided | Data not provided | Data not provided | Data not provided | Data not provided | Data not provided | Data not provided | Data not provided | The short time period of the study and cold weather/cold influent water appear to have had an overall negative effect on establishing robust microbial communities and sustaining sulfate reduction. | Data not provided | Fresh dairy cow manure should be used rather than horse manure - Dairy manure has been shown to contain higher numbers and diversity of SRB than horse or other manure types. Must have a consistent ethanol dose to the barrels. | Data not provided | Substrate: standard wood based substrate (wood chips and sawdust) with compost (horse manure) | Data not provided | Multiple limits of detection over time of study. Value is the min influent value not qualified as non-detect. Non-detect value is < 0.2.
Treatability Study Technical Memorandum, Blue Ledge Mine Superfund Site, Siskiyou County, California | BLUE LEDGE MINE | CAN000906063 | N/A | N/A | TSP02 | Post operations | BCR 2 | Passive | Biochemical reactor (BCR) | No pre-treatment | Discharge from reclaimed waste rock pile 1 (WRP1) area (adits, runoff, and groundwater seeps) | N | BCR without pre-treatment | Data not provided | Rogue River – Siskiyou National Forest in Northern California/no constraints noted | Pilot | September - December 2012 | Mercury | Hg, total | µg/L | N | N/A | [6 empty] | 0.066 | ND | Not Applicable |  |  |  | Data not provided | Data not provided | Data not provided | Data not provided | Data not provided | Data not provided | Data not provided | Data not provided |  | Effluent | 5.55 | 5.45 | mg/L | 14.93 | °C | Data not provided | N/A | Data not provided | N/A | 79 | mV | 5425 | µS/cm | None | N/A | Data not provided | Data not provided | Data not provided | Data not provided | Data not provided | Data not provided | Data not provided | Data not provided | The short time period of the study and cold weather/cold influent water appear to have had an overall negative effect on establishing robust microbial communities and sustaining sulfate reduction. | Data not provided | Fresh dairy cow manure should be used rather than horse manure - Dairy manure has been shown to contain higher numbers and diversity of SRB than horse or other manure types. Must have a consistent ethanol dose to the barrels. | Data not provided | Substrate: standard wood based substrate (wood chips and sawdust) with compost (horse manure) | Data not provided | Multiple limits of detection over time of study. Value is the max influent value not qualified as non-detect. Non-detect value is < 0.2. | ND = non-detect (< 0.2)
Treatability Study Technical Memorandum, Blue Ledge Mine Superfund Site, Siskiyou County, California | BLUE LEDGE MINE | CAN000906063 | N/A | N/A | TSP02 | Post operations | BCR 2 | Passive | Biochemical reactor (BCR) | No pre-treatment | Discharge from reclaimed waste rock pile 1 (WRP1) area (adits, runoff, and groundwater seeps) | N | BCR without pre-treatment | Data not provided | Rogue River – Siskiyou National Forest in Northern California/no constraints noted | Pilot | September - December 2012 | Mercury | Hg, dissolved | µg/L | N | N/A | [6 empty] | 0.058 | ND | Not Applicable |  |  |  | Data not provided | Data not provided | Data not provided | Data not provided | Data not provided | Data not provided | Data not provided | Data not provided |  | Effluent | 5.55 | 5.45 | mg/L | 14.93 | °C | Data not provided | N/A | Data not provided | N/A | 79 | mV | 5425 | µS/cm | None | N/A | Data not provided | Data not provided | Data not provided | Data not provided | Data not provided | Data not provided | Data not provided | Data not provided | The short time period of the study and cold weather/cold influent water appear to have had an overall negative effect on establishing robust microbial communities and sustaining sulfate reduction. | Data not provided | Fresh dairy cow manure should be used rather than horse manure - Dairy manure has been shown to contain higher numbers and diversity of SRB than horse or other manure types. Must have a consistent ethanol dose to the barrels. | Data not provided | Substrate: standard wood based substrate (wood chips and sawdust) with compost (horse manure) | Data not provided | Multiple limits of detection over time of study. Value is the max influent value not qualified as non-detect. Non-detect value is < 0.2. | ND = non-detect (< 0.2)
Treatability Study Technical Memorandum, Blue Ledge Mine Superfund Site, Siskiyou County, California | BLUE LEDGE MINE | CAN000906063 | N/A | N/A | TSP02 | Post operations | BCR 2 | Passive | Biochemical reactor (BCR) | No pre-treatment | Discharge from reclaimed waste rock pile 1 (WRP1) area (adits, runoff, and groundwater seeps) | N | BCR without pre-treatment | Data not provided | Rogue River – Siskiyou National Forest in Northern California/no constraints noted | Pilot | September - December 2012 | Mercury | Hg, total | µg/L | N | N/A | [9 empty] | 0.031 | ND | Not Applicable | Data not provided | Data not provided | Data not provided | Data not provided | Data not provided | Data not provided | Data not provided | Data not provided |  | Effluent | 6.57 | 2.11 | mg/L | 9.17 | °C | Data not provided | N/A | Data not provided | N/A | -85 | mV | 2080 | µS/cm | None | N/A | Data not provided | Data not provided | Data not provided | Data not provided | Data not provided | Data not provided | Data not provided | Data not provided | The short time period of the study and cold weather/cold influent water appear to have had an overall negative effect on establishing robust microbial communities and sustaining sulfate reduction. | Data not provided | Fresh dairy cow manure should be used rather than horse manure - Dairy manure has been shown to contain higher numbers and diversity of SRB than horse or other manure types. Must have a consistent ethanol dose to the barrels. | Data not provided | Substrate: standard wood based substrate (wood chips and sawdust) with compost (horse manure) | Data not provided | Multiple limits of detection over time of study. Value is the min influent value not qualified as non-detect. Non-detect value is < 0.2. | ND = non-detect (< 0.2)
Treatability Study Technical Memorandum, Blue Ledge Mine Superfund Site, Siskiyou County, California | BLUE LEDGE MINE | CAN000906063 | N/A | N/A | TSP02 | Post operations | BCR 2 | Passive | Biochemical reactor (BCR) | No pre-treatment | Discharge from reclaimed waste rock pile 1 (WRP1) area (adits, runoff, and groundwater seeps) | N | BCR without pre-treatment | Data not provided | Rogue River – Siskiyou National Forest in Northern California/no constraints noted | Pilot | September - December 2012 | Mercury | Hg, dissolved | µg/L | N | N/A | [9 empty] | 0.026 | ND | Not Applicable | Data not provided | Data not provided | Data not provided | Data not provided | Data not provided | Data not provided | Data not provided | Data not provided |  | Effluent | 6.57 | 2.11 | mg/L | 9.17 | °C | Data not provided | N/A | Data not provided | N/A | -85 | mV | 2080 | µS/cm | None | N/A | Data not provided | Data not provided | Data not provided | Data not provided | Data not provided | Data not provided | Data not provided | Data not provided | The short time period of the study and cold weather/cold influent water appear to have had an overall negative effect on establishing robust microbial communities and sustaining sulfate reduction. | Data not provided | Fresh dairy cow manure should be used rather than horse manure - Dairy manure has been shown to contain higher numbers and diversity of SRB than horse or other manure types. Must have a consistent ethanol dose to the barrels. | Data not provided | Substrate: standard wood based substrate (wood chips and sawdust) with compost (horse manure) | Data not provided | Multiple limits of detection over time of study. Value is the min influent value not qualified as non-detect. Non-detect value is < 0.2. | ND = non-detect (< 0.2)
Treatability Study Technical Memorandum, Blue Ledge Mine Superfund Site, Siskiyou County, California | BLUE LEDGE MINE | CAN000906063 | N/A | N/A | TSP03 | Post operations | BCR 3 | Passive | Biochemical reactor (BCR) | No pre-treatment | Discharge from reclaimed waste rock pile 1 (WRP1) area (adits, runoff, and groundwater seeps) | N | BCR without pre-treatment | Data not provided | Rogue River – Siskiyou National Forest in Northern California/no constraints noted | Pilot | September - December 2012 | Mercury | Hg, total | µg/L | N | N/A | 0.029 | ND | -244.8276 | [9 empty] | Data not provided | Data not provided | Data not provided | Data not provided | Data not provided | Data not provided | Data not provided | Data not provided |  | Influent | 3.15 | 9.09 | mg/L | 5.76 | °C | Data not provided | N/A | Data not provided | N/A | 260.6 | mV | 2255 | µS/cm | None | N/A | Data not provided | Data not provided | Data not provided | Data not provided | Data not provided | Data not provided | Data not provided | Data not provided | The short time period of the study and cold weather/cold influent water appear to have had an overall negative effect on establishing robust microbial communities and sustaining sulfate reduction. | Data not provided | Fresh dairy cow manure should be used rather than horse manure - Dairy manure has been shown to contain higher numbers and diversity of SRB than horse or other manure types. Must have a consistent ethanol dose to the barrels. | Data not provided | Substrate: ChitoRem | Data not provided | Multiple limits of detection over time of study. Value is the max influent value not qualified as non-detect. Non-detect value is < 0.2. | ND = non-detect (< 0.2)
Treatability Study Technical Memorandum, Blue Ledge Mine Superfund Site, Siskiyou County, California | BLUE LEDGE MINE | CAN000906063 | N/A | N/A | TSP03 | Post operations | BCR 3 | Passive | Biochemical reactor (BCR) | No pre-treatment | Discharge from reclaimed waste rock pile 1 (WRP1) area (adits, runoff, and groundwater seeps) | N | BCR without pre-treatment | Data not provided | Rogue River – Siskiyou National Forest in Northern California/no constraints noted | Pilot | September - December 2012 | Mercury | Hg, dissolved | µg/L | N | N/A | 0.042 | ND | -138.0952 | [9 empty] | Data not provided | Data not provided | Data not provided | Data not provided | Data not provided | Data not provided | Data not provided | Data not provided |  | Influent | Data not provided | 9.4 | mg/L | 5.97 | °C | Data not provided | N/A | Data not provided | N/A | 439.6 | mV | 1976 | µS/cm | None | N/A | Data not provided | Data not provided | Data not provided | Data not provided | Data not provided | Data not provided | Data not provided | Data not provided | The short time period of the study and cold weather/cold influent water appear to have had an overall negative effect on establishing robust microbial communities and sustaining sulfate reduction. | Data not provided | Fresh dairy cow manure should be used rather than horse manure - Dairy manure has been shown to contain higher numbers and diversity of SRB than horse or other manure types. Must have a consistent ethanol dose to the barrels. | Data not provided | Substrate: ChitoRem | Data not provided | Multiple limits of detection over time of study. Value is the max influent value not qualified as non-detect. Non-detect value is < 0.2. | ND = non-detect (< 0.2)
Treatability Study Technical Memorandum, Blue Ledge Mine Superfund Site, Siskiyou County, California | BLUE LEDGE MINE | CAN000906063 | N/A | N/A | TSP03 | Post operations | BCR 3 | Passive | Biochemical reactor (BCR) | No pre-treatment | Discharge from reclaimed waste rock pile 1 (WRP1) area (adits, runoff, and groundwater seeps) | N | BCR without pre-treatment | Data not provided | Rogue River – Siskiyou National Forest in Northern California/no constraints noted | Pilot | September - December 2012 | Mercury | Hg, total | µg/L | N | N/A |  |  |  | 0.029 | ND | -244.8276 | [6 empty] | Data not provided | Data not provided | Data not provided | Data not provided | Data not provided | Data not provided | Data not provided | Data not provided |  | Influent | 3.15 | 9.09 | mg/L | 5.76 | °C | Data not provided | N/A | Data not provided | N/A | 260.6 | mV | 2255 | µS/cm | None | N/A | Data not provided | Data not provided | Data not provided | Data not provided | Data not provided | Data not provided | Data not provided | Data not provided | The short time period of the study and cold weather/cold influent water appear to have had an overall negative effect on establishing robust microbial communities and sustaining sulfate reduction. | Data not provided | Fresh dairy cow manure should be used rather than horse manure - Dairy manure has been shown to contain higher numbers and diversity of SRB than horse or other manure types. Must have a consistent ethanol dose to the barrels. | Data not provided | Substrate: ChitoRem | Data not provided | Multiple limits of detection over time of study. Value is the min influent value not qualified as non-detect. Non-detect value is < 0.2. | ND = non-detect (< 0.2)
Treatability Study Technical Memorandum, Blue Ledge Mine Superfund Site, Siskiyou County, California | BLUE LEDGE MINE | CAN000906063 | N/A | N/A | TSP03 | Post operations | BCR 3 | Passive | Biochemical reactor (BCR) | No pre-treatment | Discharge from reclaimed waste rock pile 1 (WRP1) area (adits, runoff, and groundwater seeps) | N | BCR without pre-treatment | Data not provided | Rogue River – Siskiyou National Forest in Northern California/no constraints noted | Pilot | September - December 2012 | Mercury | Hg, dissolved | µg/L | N | N/A |  |  |  | 0.042 | ND | -138.0952 | [6 empty] | Data not provided | Data not provided | Data not provided | Data not provided | Data not provided | Data not provided | Data not provided | Data not provided |  | Influent | Data not provided | 9.4 | mg/L | 5.97 | °C | Data not provided | N/A | Data not provided | N/A | 439.6 | mV | 1976 | µS/cm | None | N/A | Data not provided | Data not provided | Data not provided | Data not provided | Data not provided | Data not provided | Data not provided | Data not provided | The short time period of the study and cold weather/cold influent water appear to have had an overall negative effect on establishing robust microbial communities and sustaining sulfate reduction. | Data not provided | Fresh dairy cow manure should be used rather than horse manure - Dairy manure has been shown to contain higher numbers and diversity of SRB than horse or other manure types. Must have a consistent ethanol dose to the barrels. | Data not provided | Substrate: ChitoRem | Data not provided | Multiple limits of detection over time of study. Value is the min influent value not qualified as non-detect. Non-detect value is < 0.2. | ND = non-detect (< 0.2)
Treatability Study Technical Memorandum, Blue Ledge Mine Superfund Site, Siskiyou County, California | BLUE LEDGE MINE | CAN000906063 | N/A | N/A | TSP03 | Post operations | BCR 3 | Passive | Biochemical reactor (BCR) | No pre-treatment | Discharge from reclaimed waste rock pile 1 (WRP1) area (adits, runoff, and groundwater seeps) | N | BCR without pre-treatment | Data not provided | Rogue River – Siskiyou National Forest in Northern California/no constraints noted | Pilot | September - December 2012 | Mercury | Hg, total | µg/L | N | N/A | [6 empty] | 0.2 | ND | Not Applicable |  |  |  | Data not provided | Data not provided | Data not provided | Data not provided | Data not provided | Data not provided | Data not provided | Data not provided |  | Effluent | 7.16 | 2.12 | mg/L | 15.37 | °C | Data not provided | N/A | Data not provided | N/A | -107.2 | mV | 29030 | µS/cm | None | N/A | Data not provided | Data not provided | Data not provided | Data not provided | Data not provided | Data not provided | Data not provided | Data not provided | The short time period of the study and cold weather/cold influent water appear to have had an overall negative effect on establishing robust microbial communities and sustaining sulfate reduction. | Data not provided | Fresh dairy cow manure should be used rather than horse manure - Dairy manure has been shown to contain higher numbers and diversity of SRB than horse or other manure types. Must have a consistent ethanol dose to the barrels. | Data not provided | Substrate: ChitoRem | Data not provided | Multiple limits of detection over time of study. Value is the max influent value not qualified as non-detect. Non-detect value is < 0.2. | ND = non-detect (< 0.2)
Treatability Study Technical Memorandum, Blue Ledge Mine Superfund Site, Siskiyou County, California | BLUE LEDGE MINE | CAN000906063 | N/A | N/A | TSP03 | Post operations | BCR 3 | Passive | Biochemical reactor (BCR) | No pre-treatment | Discharge from reclaimed waste rock pile 1 (WRP1) area (adits, runoff, and groundwater seeps) | N | BCR without pre-treatment | Data not provided | Rogue River – Siskiyou National Forest in Northern California/no constraints noted | Pilot | September - December 2012 | Mercury | Hg, dissolved | µg/L | N | N/A | [6 empty] | 0.16 | ND | Not Applicable |  |  |  | Data not provided | Data not provided | Data not provided | Data not provided | Data not provided | Data not provided | Data not provided | Data not provided |  | Effluent | 7.16 | 2.12 | mg/L | 15.37 | °C | Data not provided | N/A | Data not provided | N/A | -107.2 | mV | 29030 | µS/cm | None | N/A | Data not provided | Data not provided | Data not provided | Data not provided | Data not provided | Data not provided | Data not provided | Data not provided | The short time period of the study and cold weather/cold influent water appear to have had an overall negative effect on establishing robust microbial communities and sustaining sulfate reduction. | Data not provided | Fresh dairy cow manure should be used rather than horse manure - Dairy manure has been shown to contain higher numbers and diversity of SRB than horse or other manure types. Must have a consistent ethanol dose to the barrels. | Data not provided | Substrate: ChitoRem | Data not provided | Multiple limits of detection over time of study. Value is the max influent value not qualified as non-detect. Non-detect value is < 0.2. | ND = non-detect (< 0.2)
Treatability Study Technical Memorandum, Blue Ledge Mine Superfund Site, Siskiyou County, California | BLUE LEDGE MINE | CAN000906063 | N/A | N/A | TSP03 | Post operations | BCR 3 | Passive | Biochemical reactor (BCR) | No pre-treatment | Discharge from reclaimed waste rock pile 1 (WRP1) area (adits, runoff, and groundwater seeps) | N | BCR without pre-treatment | Data not provided | Rogue River – Siskiyou National Forest in Northern California/no constraints noted | Pilot | September - December 2012 | Mercury | Hg, total | µg/L | N | N/A | [9 empty] | 0.2 | ND | Not Applicable | Data not provided | Data not provided | Data not provided | Data not provided | Data not provided | Data not provided | Data not provided | Data not provided |  | Effluent | 7.16 | 2.12 | mg/L | 15.37 | °C | Data not provided | N/A | Data not provided | N/A | -107.2 | mV | 29030 | µS/cm | None | N/A | Data not provided | Data not provided | Data not provided | Data not provided | Data not provided | Data not provided | Data not provided | Data not provided | The short time period of the study and cold weather/cold influent water appear to have had an overall negative effect on establishing robust microbial communities and sustaining sulfate reduction. | Data not provided | Fresh dairy cow manure should be used rather than horse manure - Dairy manure has been shown to contain higher numbers and diversity of SRB than horse or other manure types. Must have a consistent ethanol dose to the barrels. | Data not provided | Substrate: ChitoRem | Data not provided | Multiple limits of detection over time of study. Value is the min influent value not qualified as non-detect. Non-detect value is < 0.2. | ND = non-detect (< 0.2)
Treatability Study Technical Memorandum, Blue Ledge Mine Superfund Site, Siskiyou County, California | BLUE LEDGE MINE | CAN000906063 | N/A | N/A | TSP03 | Post operations | BCR 3 | Passive | Biochemical reactor (BCR) | No pre-treatment | Discharge from reclaimed waste rock pile 1 (WRP1) area (adits, runoff, and groundwater seeps) | N | BCR without pre-treatment | Data not provided | Rogue River – Siskiyou National Forest in Northern California/no constraints noted | Pilot | September - December 2012 | Mercury | Hg, dissolved | µg/L | N | N/A | [9 empty] | 0.16 | ND | Not Applicable | Data not provided | Data not provided | Data not provided | Data not provided | Data not provided | Data not provided | Data not provided | Data not provided |  | Effluent | 7.16 | 2.12 | mg/L | 15.37 | °C | Data not provided | N/A | Data not provided | N/A | -107.2 | mV | 29030 | µS/cm | None | N/A | Data not provided | Data not provided | Data not provided | Data not provided | Data not provided | Data not provided | Data not provided | Data not provided | The short time period of the study and cold weather/cold influent water appear to have had an overall negative effect on establishing robust microbial communities and sustaining sulfate reduction. | Data not provided | Fresh dairy cow manure should be used rather than horse manure - Dairy manure has been shown to contain higher numbers and diversity of SRB than horse or other manure types. Must have a consistent ethanol dose to the barrels. | Data not provided | Substrate: ChitoRem | Data not provided | Multiple limits of detection over time of study. Value is the min influent value not qualified as non-detect. Non-detect value is < 0.2. | ND = non-detect (< 0.2)
Treatability Study Technical Memorandum, Blue Ledge Mine Superfund Site, Siskiyou County, California | BLUE LEDGE MINE | CAN000906063 | N/A | N/A | TSP04 | Post operations | BCR 4 | Passive | Successive alkalinity producing system (SAPS) | Pre-treatment | Discharge from reclaimed waste rock pile 1 (WRP1) area (adits, runoff, and groundwater seeps) | N | Pre-treatment | Data not provided | Rogue River – Siskiyou National Forest in Northern California/no constraints noted | Pilot | September - December 2012 | Mercury | Hg, total | µg/L | N | N/A | 0.029 | 0.045 | -55.1724 | [9 empty] | Data not provided | Data not provided | Data not provided | Data not provided | Data not provided | Data not provided | Data not provided | Data not provided |  | Influent | 3.15 | 9.09 | mg/L | 5.76 | °C | Data not provided | N/A | Data not provided | N/A | 260.6 | mV | 2255 | µS/cm | None | N/A | Data not provided | Data not provided | Data not provided | Data not provided | Data not provided | Data not provided | Data not provided | Data not provided | The short time period of the study and cold weather/cold influent water appear to have had an overall negative effect on establishing robust microbial communities and sustaining sulfate reduction. | Data not provided | Fresh dairy cow manure should be used rather than horse manure - Dairy manure has been shown to contain higher numbers and diversity of SRB than horse or other manure types. Must have a consistent ethanol dose to the barrels. | Data not provided | Successive alkalinity producing system (SAPS) with manure and limestone | Data not provided | Multiple limits of detection over time of study. Value is the max influent value not qualified as non-detect. Non-detect value is < 0.2.
Treatability Study Technical Memorandum, Blue Ledge Mine Superfund Site, Siskiyou County, California | BLUE LEDGE MINE | CAN000906063 | N/A | N/A | TSP04 | Post operations | BCR 4 | Passive | Successive alkalinity producing system (SAPS) | Pre-treatment | Discharge from reclaimed waste rock pile 1 (WRP1) area (adits, runoff, and groundwater seeps) | N | Pre-treatment | Data not provided | Rogue River – Siskiyou National Forest in Northern California/no constraints noted | Pilot | September - December 2012 | Mercury | Hg, dissolved | µg/L | N | N/A | 0.042 | ND | -138.0952 | [9 empty] | Data not provided | Data not provided | Data not provided | Data not provided | Data not provided | Data not provided | Data not provided | Data not provided |  | Influent | Data not provided | 9.4 | mg/L | 5.97 | °C | Data not provided | N/A | Data not provided | N/A | 439.6 | mV | 1976 | µS/cm | None | N/A | Data not provided | Data not provided | Data not provided | Data not provided | Data not provided | Data not provided | Data not provided | Data not provided | The short time period of the study and cold weather/cold influent water appear to have had an overall negative effect on establishing robust microbial communities and sustaining sulfate reduction. | Data not provided | Fresh dairy cow manure should be used rather than horse manure - Dairy manure has been shown to contain higher numbers and diversity of SRB than horse or other manure types. Must have a consistent ethanol dose to the barrels. | Data not provided | Successive alkalinity producing system (SAPS) with manure and limestone | Data not provided | Multiple limits of detection over time of study. Value is the max influent value not qualified as non-detect. Non-detect value is < 0.2. | ND = non-detect (< 0.2)
Treatability Study Technical Memorandum, Blue Ledge Mine Superfund Site, Siskiyou County, California | BLUE LEDGE MINE | CAN000906063 | N/A | N/A | TSP04 | Post operations | BCR 4 | Passive | Successive alkalinity producing system (SAPS) | Pre-treatment | Discharge from reclaimed waste rock pile 1 (WRP1) area (adits, runoff, and groundwater seeps) | N | Pre-treatment | Data not provided | Rogue River – Siskiyou National Forest in Northern California/no constraints noted | Pilot | September - December 2012 | Mercury | Hg, total | µg/L | N | N/A |  |  |  | 0.029 | 0.045 | -55.1724 | [6 empty] | Data not provided | Data not provided | Data not provided | Data not provided | Data not provided | Data not provided | Data not provided | Data not provided |  | Influent | 3.15 | 9.09 | mg/L | 5.76 | °C | Data not provided | N/A | Data not provided | N/A | 260.6 | mV | 2255 | µS/cm | None | N/A | Data not provided | Data not provided | Data not provided | Data not provided | Data not provided | Data not provided | Data not provided | Data not provided | The short time period of the study and cold weather/cold influent water appear to have had an overall negative effect on establishing robust microbial communities and sustaining sulfate reduction. | Data not provided | Fresh dairy cow manure should be used rather than horse manure - Dairy manure has been shown to contain higher numbers and diversity of SRB than horse or other manure types. Must have a consistent ethanol dose to the barrels. | Data not provided | Successive alkalinity producing system (SAPS) with manure and limestone | Data not provided | Multiple limits of detection over time of study. Value is the min influent value not qualified as non-detect. Non-detect value is < 0.2.
Treatability Study Technical Memorandum, Blue Ledge Mine Superfund Site, Siskiyou County, California | BLUE LEDGE MINE | CAN000906063 | N/A | N/A | TSP04 | Post operations | BCR 4 | Passive | Successive alkalinity producing system (SAPS) | Pre-treatment | Discharge from reclaimed waste rock pile 1 (WRP1) area (adits, runoff, and groundwater seeps) | N | Pre-treatment | Data not provided | Rogue River – Siskiyou National Forest in Northern California/no constraints noted | Pilot | September - December 2012 | Mercury | Hg, dissolved | µg/L | N | N/A |  |  |  | 0.042 | ND | -138.0952 | [6 empty] | Data not provided | Data not provided | Data not provided | Data not provided | Data not provided | Data not provided | Data not provided | Data not provided |  | Influent | Data not provided | 9.4 | mg/L | 5.97 | °C | Data not provided | N/A | Data not provided | N/A | 439.6 | mV | 1976 | µS/cm | None | N/A | Data not provided | Data not provided | Data not provided | Data not provided | Data not provided | Data not provided | Data not provided | Data not provided | The short time period of the study and cold weather/cold influent water appear to have had an overall negative effect on establishing robust microbial communities and sustaining sulfate reduction. | Data not provided | Fresh dairy cow manure should be used rather than horse manure - Dairy manure has been shown to contain higher numbers and diversity of SRB than horse or other manure types. Must have a consistent ethanol dose to the barrels. | Data not provided | Successive alkalinity producing system (SAPS) with manure and limestone | Data not provided | Multiple limits of detection over time of study. Value is the min influent value not qualified as non-detect. Non-detect value is < 0.2. | ND = non-detect (< 0.2)
Treatability Study Technical Memorandum, Blue Ledge Mine Superfund Site, Siskiyou County, California | BLUE LEDGE MINE | CAN000906063 | N/A | N/A | TSP04 | Post operations | BCR 4 | Passive | Successive alkalinity producing system (SAPS) | Pre-treatment | Discharge from reclaimed waste rock pile 1 (WRP1) area (adits, runoff, and groundwater seeps) | N | Pre-treatment | Data not provided | Rogue River – Siskiyou National Forest in Northern California/no constraints noted | Pilot | September - December 2012 | Mercury | Hg, total | µg/L | N | N/A | [6 empty] | 0.096 | ND | Not Applicable |  |  |  | Data not provided | Data not provided | Data not provided | Data not provided | Data not provided | Data not provided | Data not provided | Data not provided |  | Effluent | 7.15 | 4.64 | mg/L | 15.84 | °C | Data not provided | N/A | Data not provided | N/A | -24 | mV | 2969 | µS/cm | None | N/A | Data not provided | Data not provided | Data not provided | Data not provided | Data not provided | Data not provided | Data not provided | Data not provided | The short time period of the study and cold weather/cold influent water appear to have had an overall negative effect on establishing robust microbial communities and sustaining sulfate reduction. | Data not provided | Fresh dairy cow manure should be used rather than horse manure - Dairy manure has been shown to contain higher numbers and diversity of SRB than horse or other manure types. Must have a consistent ethanol dose to the barrels. | Data not provided | Successive alkalinity producing system (SAPS) with manure and limestone | Data not provided | Multiple limits of detection over time of study. Value is the max influent value not qualified as non-detect. Non-detect value is < 0.2. | ND = non-detect (< 0.2)
Treatability Study Technical Memorandum, Blue Ledge Mine Superfund Site, Siskiyou County, California | BLUE LEDGE MINE | CAN000906063 | N/A | N/A | TSP04 | Post operations | BCR 4 | Passive | Successive alkalinity producing system (SAPS) | Pre-treatment | Discharge from reclaimed waste rock pile 1 (WRP1) area (adits, runoff, and groundwater seeps) | N | Pre-treatment | Data not provided | Rogue River – Siskiyou National Forest in Northern California/no constraints noted | Pilot | September - December 2012 | Mercury | Hg, dissolved | µg/L | N | N/A | [6 empty] | ND | ND | Not Applicable |  |  |  | Data not provided | Data not provided | Data not provided | Data not provided | Data not provided | Data not provided | Data not provided | Data not provided |  | Effluent (range for the period of record) | 6.81–7.15 | 0.82–7.22 | mg/L | 4.5–15.84 | °C | Data not provided | N/A | Data not provided | N/A | (-)229.5–50.7 | mV | 638–2,969 | µS/cm | None | N/A | Data not provided | Data not provided | Data not provided | Data not provided | Data not provided | Data not provided | Data not provided | Data not provided | The short time period of the study and cold weather/cold influent water appear to have had an overall negative effect on establishing robust microbial communities and sustaining sulfate reduction. | Data not provided | Fresh dairy cow manure should be used rather than horse manure - Dairy manure has been shown to contain higher numbers and diversity of SRB than horse or other manure types. Must have a consistent ethanol dose to the barrels. | Data not provided | Successive alkalinity producing system (SAPS) with manure and limestone | Data not provided | All effluent values and non-detect | ND = non-detect (< 0.2)
Treatability Study Technical Memorandum, Blue Ledge Mine Superfund Site, Siskiyou County, California | BLUE LEDGE MINE | CAN000906063 | N/A | N/A | TSP04 | Post operations | BCR 4 | Passive | Successive alkalinity producing system (SAPS) | Pre-treatment | Discharge from reclaimed waste rock pile 1 (WRP1) area (adits, runoff, and groundwater seeps) | N | Pre-treatment | Data not provided | Rogue River – Siskiyou National Forest in Northern California/no constraints noted | Pilot | September - December 2012 | Mercury | Hg, total | µg/L | N | N/A | [9 empty] | 0.045 | 0.029 | -55.1724 | Data not provided | Data not provided | Data not provided | Data not provided | Data not provided | Data not provided | Data not provided | Data not provided |  | Effluent | 7.05 | 7.22 | mg/L | 6.02 | °C | Data not provided | N/A | Data not provided | N/A | -62.6 | mV | 2004 | µS/cm | None | N/A | Data not provided | Data not provided | Data not provided | Data not provided | Data not provided | Data not provided | Data not provided | Data not provided | The short time period of the study and cold weather/cold influent water appear to have had an overall negative effect on establishing robust microbial communities and sustaining sulfate reduction. | Data not provided | Fresh dairy cow manure should be used rather than horse manure - Dairy manure has been shown to contain higher numbers and diversity of SRB than horse or other manure types. Must have a consistent ethanol dose to the barrels. | Data not provided | Successive alkalinity producing system (SAPS) with manure and limestone | Data not provided | Data not provided
Treatability Study Technical Memorandum, Blue Ledge Mine Superfund Site, Siskiyou County, California | BLUE LEDGE MINE | CAN000906063 | N/A | N/A | TSP04 | Post operations | BCR 4 | Passive | Successive alkalinity producing system (SAPS) | Pre-treatment | Discharge from reclaimed waste rock pile 1 (WRP1) area (adits, runoff, and groundwater seeps) | N | Pre-treatment | Data not provided | Rogue River – Siskiyou National Forest in Northern California/no constraints noted | Pilot | September - December 2012 | Mercury | Hg, dissolved | µg/L | N | N/A | [9 empty] | ND | ND | Not Applicable | Data not provided | Data not provided | Data not provided | Data not provided | Data not provided | Data not provided | Data not provided | Data not provided |  | Effluent (range for the period of record) | 6.81–7.15 | 0.82–7.22 | mg/L | 4.5–15.84 | °C | Data not provided | N/A | Data not provided | N/A | (-)229.5–50.7 | mV | 638–2,969 | µS/cm | None | N/A | Data not provided | Data not provided | Data not provided | Data not provided | Data not provided | Data not provided | Data not provided | Data not provided | The short time period of the study and cold weather/cold influent water appear to have had an overall negative effect on establishing robust microbial communities and sustaining sulfate reduction. | Data not provided | Fresh dairy cow manure should be used rather than horse manure - Dairy manure has been shown to contain higher numbers and diversity of SRB than horse or other manure types. Must have a consistent ethanol dose to the barrels. | Data not provided | Successive alkalinity producing system (SAPS) with manure and limestone | Data not provided | All effluent values and non-detect | ND = non-detect (< 0.2)
Treatability Study Technical Memorandum, Blue Ledge Mine Superfund Site, Siskiyou County, California | BLUE LEDGE MINE | CAN000906063 | N/A | N/A | TSP05 | Post operations | BCR 5 | Passive | Successive alkalinity producing system (SAPS) | Pre-treatment | Discharge from reclaimed waste rock pile 1 (WRP1) area (adits, runoff, and groundwater seeps) | N | Pre-treatment | Data not provided | Rogue River – Siskiyou National Forest in Northern California/no constraints noted | Pilot | September - December 2012 | Mercury | Hg, total | µg/L | N | N/A | 0.029 | 0.19 | -555.1724 | [9 empty] | Data not provided | Data not provided | Data not provided | Data not provided | Data not provided | Data not provided | Data not provided | Data not provided |  | Influent | 3.15 | 9.09 | mg/L | 5.76 | °C | Data not provided | N/A | Data not provided | N/A | 260.6 | mV | 2255 | µS/cm | None | N/A | Data not provided | Data not provided | Data not provided | Data not provided | Data not provided | Data not provided | Data not provided | Data not provided | The short time period of the study and cold weather/cold influent water appear to have had an overall negative effect on establishing robust microbial communities and sustaining sulfate reduction. | Data not provided | Fresh dairy cow manure should be used rather than horse manure - Dairy manure has been shown to contain higher numbers and diversity of SRB than horse or other manure types. Must have a consistent ethanol dose to the barrels. | Data not provided | Same as BCR 4 with the addition of ethanol. Successive alkalinity producing system (SAPS) with manure and limestone | Data not provided | Multiple limits of detection over time of study. Value is the max influent value not qualified as non-detect. Non-detect value is < 0.2.
Treatability Study Technical Memorandum, Blue Ledge Mine Superfund Site, Siskiyou County, California | BLUE LEDGE MINE | CAN000906063 | N/A | N/A | TSP05 | Post operations | BCR 5 | Passive | Successive alkalinity producing system (SAPS) | Pre-treatment | Discharge from reclaimed waste rock pile 1 (WRP1) area (adits, runoff, and groundwater seeps) | N | Pre-treatment | Data not provided | Rogue River – Siskiyou National Forest in Northern California/no constraints noted | Pilot | September - December 2012 | Mercury | Hg, dissolved | µg/L | N | N/A | 0.042 | 0.087 | -107.1429 | [9 empty] | Data not provided | Data not provided | Data not provided | Data not provided | Data not provided | Data not provided | Data not provided | Data not provided |  | Influent | Data not provided | 9.4 | mg/L | 5.97 | °C | Data not provided | N/A | Data not provided | N/A | 439.6 | mV | 1976 | µS/cm | None | N/A | Data not provided | Data not provided | Data not provided | Data not provided | Data not provided | Data not provided | Data not provided | Data not provided | The short time period of the study and cold weather/cold influent water appear to have had an overall negative effect on establishing robust microbial communities and sustaining sulfate reduction. | Data not provided | Fresh dairy cow manure should be used rather than horse manure - Dairy manure has been shown to contain higher numbers and diversity of SRB than horse or other manure types. Must have a consistent ethanol dose to the barrels. | Data not provided | Same as BCR 4 with the addition of ethanol. Successive alkalinity producing system (SAPS) with manure and limestone | Data not provided | Multiple limits of detection over time of study. Value is the max influent value not qualified as non-detect. Non-detect value is < 0.2.
Treatability Study Technical Memorandum, Blue Ledge Mine Superfund Site, Siskiyou County, California | BLUE LEDGE MINE | CAN000906063 | N/A | N/A | TSP05 | Post operations | BCR 5 | Passive | Successive alkalinity producing system (SAPS) | Pre-treatment | Discharge from reclaimed waste rock pile 1 (WRP1) area (adits, runoff, and groundwater seeps) | N | Pre-treatment | Data not provided | Rogue River – Siskiyou National Forest in Northern California/no constraints noted | Pilot | September - December 2012 | Mercury | Hg, total | µg/L | N | N/A |  |  |  | 0.029 | 0.19 | -555.1724 | [6 empty] | Data not provided | Data not provided | Data not provided | Data not provided | Data not provided | Data not provided | Data not provided | Data not provided |  | Influent | 3.15 | 9.09 | mg/L | 5.76 | °C | Data not provided | N/A | Data not provided | N/A | 260.6 | mV | 2255 | µS/cm | None | N/A | Data not provided | Data not provided | Data not provided | Data not provided | Data not provided | Data not provided | Data not provided | Data not provided | The short time period of the study and cold weather/cold influent water appear to have had an overall negative effect on establishing robust microbial communities and sustaining sulfate reduction. | Data not provided | Fresh dairy cow manure should be used rather than horse manure - Dairy manure has been shown to contain higher numbers and diversity of SRB than horse or other manure types. Must have a consistent ethanol dose to the barrels. | Data not provided | Same as BCR 4 with the addition of ethanol. Successive alkalinity producing system (SAPS) with manure and limestone | Data not provided | Multiple limits of detection over time of study. Value is the min influent value not qualified as non-detect. Non-detect value is < 0.2.
Treatability Study Technical Memorandum, Blue Ledge Mine Superfund Site, Siskiyou County, California | BLUE LEDGE MINE | CAN000906063 | N/A | N/A | TSP05 | Post operations | BCR 5 | Passive | Successive alkalinity producing system (SAPS) | Pre-treatment | Discharge from reclaimed waste rock pile 1 (WRP1) area (adits, runoff, and groundwater seeps) | N | Pre-treatment | Data not provided | Rogue River – Siskiyou National Forest in Northern California/no constraints noted | Pilot | September - December 2012 | Mercury | Hg, dissolved | µg/L | N | N/A |  |  |  | 0.042 | 0.087 | -107.1429 | [6 empty] | Data not provided | Data not provided | Data not provided | Data not provided | Data not provided | Data not provided | Data not provided | Data not provided |  | Influent | Data not provided | 9.4 | mg/L | 5.97 | °C | Data not provided | N/A | Data not provided | N/A | 439.6 | mV | 1976 | µS/cm | None | N/A | Data not provided | Data not provided | Data not provided | Data not provided | Data not provided | Data not provided | Data not provided | Data not provided | The short time period of the study and cold weather/cold influent water appear to have had an overall negative effect on establishing robust microbial communities and sustaining sulfate reduction. | Data not provided | Fresh dairy cow manure should be used rather than horse manure - Dairy manure has been shown to contain higher numbers and diversity of SRB than horse or other manure types. Must have a consistent ethanol dose to the barrels. | Data not provided | Same as BCR 4 with the addition of ethanol. Successive alkalinity producing system (SAPS) with manure and limestone | Data not provided | Multiple limits of detection over time of study. Value is the min influent value not qualified as non-detect. Non-detect value is < 0.2.
Treatability Study Technical Memorandum, Blue Ledge Mine Superfund Site, Siskiyou County, California | BLUE LEDGE MINE | CAN000906063 | N/A | N/A | TSP05 | Post operations | BCR 5 | Passive | Successive alkalinity producing system (SAPS) | Pre-treatment | Discharge from reclaimed waste rock pile 1 (WRP1) area (adits, runoff, and groundwater seeps) | N | Pre-treatment | Data not provided | Rogue River – Siskiyou National Forest in Northern California/no constraints noted | Pilot | September - December 2012 | Mercury | Hg, total | µg/L | N | N/A | [6 empty] | 0.19 | 0.029 | -555.1724 |  |  |  | Data not provided | Data not provided | Data not provided | Data not provided | Data not provided | Data not provided | Data not provided | Data not provided |  | Effluent | 6.4 | 3.33 | mg/L | 5.42 | °C | Data not provided | N/A | Data not provided | N/A | 12.6 | mV | 2405 | µS/cm | None | N/A | Data not provided | Data not provided | Data not provided | Data not provided | Data not provided | Data not provided | Data not provided | Data not provided | The short time period of the study and cold weather/cold influent water appear to have had an overall negative effect on establishing robust microbial communities and sustaining sulfate reduction. | Data not provided | Fresh dairy cow manure should be used rather than horse manure - Dairy manure has been shown to contain higher numbers and diversity of SRB than horse or other manure types. Must have a consistent ethanol dose to the barrels. | Data not provided | Same as BCR 4 with the addition of ethanol. Successive alkalinity producing system (SAPS) with manure and limestone | Data not provided | Multiple limits of detection over time of study. Value is the max effluent value not qualified as non-detect. Non-detect value is < 0.2.
Treatability Study Technical Memorandum, Blue Ledge Mine Superfund Site, Siskiyou County, California | BLUE LEDGE MINE | CAN000906063 | N/A | N/A | TSP05 | Post operations | BCR 5 | Passive | Successive alkalinity producing system (SAPS) | Pre-treatment | Discharge from reclaimed waste rock pile 1 (WRP1) area (adits, runoff, and groundwater seeps) | N | Pre-treatment | Data not provided | Rogue River – Siskiyou National Forest in Northern California/no constraints noted | Pilot | September - December 2012 | Mercury | Hg, dissolved | µg/L | N | N/A | [6 empty] | 0.19 | ND | Not Applicable |  |  |  | Data not provided | Data not provided | Data not provided | Data not provided | Data not provided | Data not provided | Data not provided | Data not provided |  | Effluent | 6.55 | 1.22 | mg/L | 4.74 | °C | Data not provided | N/A | Data not provided | N/A | -201.9 | mV | 683 | µS/cm | None | N/A | Data not provided | Data not provided | Data not provided | Data not provided | Data not provided | Data not provided | Data not provided | Data not provided | The short time period of the study and cold weather/cold influent water appear to have had an overall negative effect on establishing robust microbial communities and sustaining sulfate reduction. | Data not provided | Fresh dairy cow manure should be used rather than horse manure - Dairy manure has been shown to contain higher numbers and diversity of SRB than horse or other manure types. Must have a consistent ethanol dose to the barrels. | Data not provided | Same as BCR 4 with the addition of ethanol. Successive alkalinity producing system (SAPS) with manure and limestone | Data not provided | Multiple limits of detection over time of study. Value is the max effluent value not qualified as non-detect. Non-detect value is < 0.2. | ND = non-detect (< 0.2)
Treatability Study Technical Memorandum, Blue Ledge Mine Superfund Site, Siskiyou County, California | BLUE LEDGE MINE | CAN000906063 | N/A | N/A | TSP05 | Post operations | BCR 5 | Passive | Successive alkalinity producing system (SAPS) | Pre-treatment | Discharge from reclaimed waste rock pile 1 (WRP1) area (adits, runoff, and groundwater seeps) | N | Pre-treatment | Data not provided | Rogue River – Siskiyou National Forest in Northern California/no constraints noted | Pilot | September - December 2012 | Mercury | Hg, total | µg/L | N | N/A | [9 empty] | 0.052 | ND | Not Applicable | Data not provided | Data not provided | Data not provided | Data not provided | Data not provided | Data not provided | Data not provided | Data not provided |  | Effluent | 6.14 | 7.74 | mg/L | 15.79 | °C | Data not provided | N/A | Data not provided | N/A | 78.9 | mV | 4040 | µS/cm | None | N/A | Data not provided | Data not provided | Data not provided | Data not provided | Data not provided | Data not provided | Data not provided | Data not provided | The short time period of the study and cold weather/cold influent water appear to have had an overall negative effect on establishing robust microbial communities and sustaining sulfate reduction. | Data not provided | Fresh dairy cow manure should be used rather than horse manure - Dairy manure has been shown to contain higher numbers and diversity of SRB than horse or other manure types. Must have a consistent ethanol dose to the barrels. | Data not provided | Same as BCR 4 with the addition of ethanol. Successive alkalinity producing system (SAPS) with manure and limestone | Data not provided | Multiple limits of detection over time of study. Value is the min effluent value not qualified as non-detect. Non-detect value is < 0.2. | ND = non-detect (< 0.2)
Treatability Study Technical Memorandum, Blue Ledge Mine Superfund Site, Siskiyou County, California | BLUE LEDGE MINE | CAN000906063 | N/A | N/A | TSP05 | Post operations | BCR 5 | Passive | Successive alkalinity producing system (SAPS) | Pre-treatment | Discharge from reclaimed waste rock pile 1 (WRP1) area (adits, runoff, and groundwater seeps) | N | Pre-treatment | Data not provided | Rogue River – Siskiyou National Forest in Northern California/no constraints noted | Pilot | September - December 2012 | Mercury | Hg, dissolved | µg/L | N | N/A | [9 empty] | 0.03 | ND | Not Applicable | Data not provided | Data not provided | Data not provided | Data not provided | Data not provided | Data not provided | Data not provided | Data not provided |  | Effluent | 6.28 | 3.61 | mg/L | 9.41 | °C | Data not provided | N/A | Data not provided | N/A | 3.4 | mV | 2129 | µS/cm | None | N/A | Data not provided | Data not provided | Data not provided | Data not provided | Data not provided | Data not provided | Data not provided | Data not provided | The short time period of the study and cold weather/cold influent water appear to have had an overall negative effect on establishing robust microbial communities and sustaining sulfate reduction. | Data not provided | Fresh dairy cow manure should be used rather than horse manure - Dairy manure has been shown to contain higher numbers and diversity of SRB than horse or other manure types. Must have a consistent ethanol dose to the barrels. | Data not provided | Same as BCR 4 with the addition of ethanol. Successive alkalinity producing system (SAPS) with manure and limestone | Data not provided | Multiple limits of detection over time of study. Value is the min effluent value not qualified as non-detect. Non-detect value is < 0.2. | ND = non-detect (< 0.2)
Treatability Study Technical Memorandum, Blue Ledge Mine Superfund Site, Siskiyou County, California | BLUE LEDGE MINE | CAN000906063 | N/A | N/A | TSP01 | Post operations | BCR 1 | Passive | Biochemical reactor (BCR) | No pre-treatment | Discharge from reclaimed waste rock pile 1 (WRP1) area (adits, runoff, and groundwater seeps) | N | BCR without pre-treatment | Data not provided | Rogue River – Siskiyou National Forest in Northern California/no constraints noted | Pilot | September - December 2012 | Potassium | K, total | µg/L | N | N/A | 865 | 25400 | -2836.4162 | [9 empty] | Data not provided | Data not provided | Data not provided | Data not provided | Data not provided | Data not provided | Data not provided | Data not provided |  | Influent | 3.17 | 8.22 | mg/L | 9.71 | °C | Data not provided | N/A | Data not provided | N/A | 256 | mV | 2192 | µS/cm | None | N/A | Data not provided | Data not provided | Data not provided | Data not provided | Data not provided | Data not provided | Data not provided | Data not provided | The short time period of the study and cold weather/cold influent water appear to have had an overall negative effect on establishing robust microbial communities and sustaining sulfate reduction. | Data not provided | Fresh dairy cow manure should be used rather than horse manure - Dairy manure has been shown to contain higher numbers and diversity of SRB than horse or other manure types. Must have a consistent ethanol dose to the barrels. | Data not provided | Substrate: standard wood based substrate (wood chips and sawdust) | Data not provided | Multiple limits of detection over time of study. Value is the max influent value not qualified as non-detect. Non-detect values is < 5,000.
Treatability Study Technical Memorandum, Blue Ledge Mine Superfund Site, Siskiyou County, California | BLUE LEDGE MINE | CAN000906063 | N/A | N/A | TSP01 | Post operations | BCR 1 | Passive | Biochemical reactor (BCR) | No pre-treatment | Discharge from reclaimed waste rock pile 1 (WRP1) area (adits, runoff, and groundwater seeps) | N | BCR without pre-treatment | Data not provided | Rogue River – Siskiyou National Forest in Northern California/no constraints noted | Pilot | September - December 2012 | Potassium | K, dissolved | µg/L | N | N/A | 854 | 13500 | -1480.7963 | [9 empty] | Data not provided | Data not provided | Data not provided | Data not provided | Data not provided | Data not provided | Data not provided | Data not provided |  | Influent | 3.17 | 8.22 | mg/L | 9.71 | °C | Data not provided | N/A | Data not provided | N/A | 256 | mV | 2192 | µS/cm | None | N/A | Data not provided | Data not provided | Data not provided | Data not provided | Data not provided | Data not provided | Data not provided | Data not provided | The short time period of the study and cold weather/cold influent water appear to have had an overall negative effect on establishing robust microbial communities and sustaining sulfate reduction. | Data not provided | Fresh dairy cow manure should be used rather than horse manure - Dairy manure has been shown to contain higher numbers and diversity of SRB than horse or other manure types. Must have a consistent ethanol dose to the barrels. | Data not provided | Substrate: standard wood based substrate (wood chips and sawdust) | Data not provided | Multiple limits of detection over time of study. Value is the max influent value not qualified as non-detect. Non-detect values is < 5,000.
Treatability Study Technical Memorandum, Blue Ledge Mine Superfund Site, Siskiyou County, California | BLUE LEDGE MINE | CAN000906063 | N/A | N/A | TSP01 | Post operations | BCR 1 | Passive | Biochemical reactor (BCR) | No pre-treatment | Discharge from reclaimed waste rock pile 1 (WRP1) area (adits, runoff, and groundwater seeps) | N | BCR without pre-treatment | Data not provided | Rogue River – Siskiyou National Forest in Northern California/no constraints noted | Pilot | September - December 2012 | Potassium | K, total | µg/L | N | N/A |  |  |  | 639 | 7160 | -1020.5008 | [6 empty] | Data not provided | Data not provided | Data not provided | Data not provided | Data not provided | Data not provided | Data not provided | Data not provided |  | Influent | 3.24 | 9.96 | mg/L | 6.54 | °C | Data not provided | N/A | Data not provided | N/A | 309.7 | mV | 1811 | µS/cm | None | N/A | Data not provided | Data not provided | Data not provided | Data not provided | Data not provided | Data not provided | Data not provided | Data not provided | The short time period of the study and cold weather/cold influent water appear to have had an overall negative effect on establishing robust microbial communities and sustaining sulfate reduction. | Data not provided | Fresh dairy cow manure should be used rather than horse manure - Dairy manure has been shown to contain higher numbers and diversity of SRB than horse or other manure types. Must have a consistent ethanol dose to the barrels. | Data not provided | Substrate: standard wood based substrate (wood chips and sawdust) | Data not provided | Multiple limits of detection over time of study. Value is the min influent value not qualified as non-detect. Non-detect values is < 5,000.
Treatability Study Technical Memorandum, Blue Ledge Mine Superfund Site, Siskiyou County, California | BLUE LEDGE MINE | CAN000906063 | N/A | N/A | TSP01 | Post operations | BCR 1 | Passive | Biochemical reactor (BCR) | No pre-treatment | Discharge from reclaimed waste rock pile 1 (WRP1) area (adits, runoff, and groundwater seeps) | N | BCR without pre-treatment | Data not provided | Rogue River – Siskiyou National Forest in Northern California/no constraints noted | Pilot | September - December 2012 | Potassium | K, dissolved | µg/L | N | N/A |  |  |  | 616 | 5550 | -800.974 | [6 empty] | Data not provided | Data not provided | Data not provided | Data not provided | Data not provided | Data not provided | Data not provided | Data not provided |  | Influent | 3.24 | 9.96 | mg/L | 6.54 | °C | Data not provided | N/A | Data not provided | N/A | 309.7 | mV | 1811 | µS/cm | None | N/A | Data not provided | Data not provided | Data not provided | Data not provided | Data not provided | Data not provided | Data not provided | Data not provided | The short time period of the study and cold weather/cold influent water appear to have had an overall negative effect on establishing robust microbial communities and sustaining sulfate reduction. | Data not provided | Fresh dairy cow manure should be used rather than horse manure - Dairy manure has been shown to contain higher numbers and diversity of SRB than horse or other manure types. Must have a consistent ethanol dose to the barrels. | Data not provided | Substrate: standard wood based substrate (wood chips and sawdust) | Data not provided | Multiple limits of detection over time of study. Value is the min influent value not qualified as non-detect. Non-detect values is < 5,000.
Treatability Study Technical Memorandum, Blue Ledge Mine Superfund Site, Siskiyou County, California | BLUE LEDGE MINE | CAN000906063 | N/A | N/A | TSP01 | Post operations | BCR 1 | Passive | Biochemical reactor (BCR) | No pre-treatment | Discharge from reclaimed waste rock pile 1 (WRP1) area (adits, runoff, and groundwater seeps) | N | BCR without pre-treatment | Data not provided | Rogue River – Siskiyou National Forest in Northern California/no constraints noted | Pilot | September - December 2012 | Potassium | K, total | µg/L | N | N/A | [6 empty] | 847000 | ND | Not Applicable |  |  |  | Data not provided | Data not provided | Data not provided | Data not provided | Data not provided | Data not provided | Data not provided | Data not provided |  | Effluent | 5.77 | 8.05 | mg/L | 14.73 | °C | Data not provided | N/A | Data not provided | N/A | 249.4 | mV | 2656 | µS/cm | None | N/A | Data not provided | Data not provided | Data not provided | Data not provided | Data not provided | Data not provided | Data not provided | Data not provided | The short time period of the study and cold weather/cold influent water appear to have had an overall negative effect on establishing robust microbial communities and sustaining sulfate reduction. | Data not provided | Fresh dairy cow manure should be used rather than horse manure - Dairy manure has been shown to contain higher numbers and diversity of SRB than horse or other manure types. Must have a consistent ethanol dose to the barrels. | Data not provided | Substrate: standard wood based substrate (wood chips and sawdust) | Data not provided | Multiple limits of detection over time of study. Value is the max effluent value not qualified as non-detect. Non-detect values is < 5,000. | ND = non-detect
Treatability Study Technical Memorandum, Blue Ledge Mine Superfund Site, Siskiyou County, California | BLUE LEDGE MINE | CAN000906063 | N/A | N/A | TSP01 | Post operations | BCR 1 | Passive | Biochemical reactor (BCR) | No pre-treatment | Discharge from reclaimed waste rock pile 1 (WRP1) area (adits, runoff, and groundwater seeps) | N | BCR without pre-treatment | Data not provided | Rogue River – Siskiyou National Forest in Northern California/no constraints noted | Pilot | September - December 2012 | Potassium | K, dissolved | µg/L | N | N/A | [6 empty] | 808000 | ND | Not Applicable |  |  |  | Data not provided | Data not provided | Data not provided | Data not provided | Data not provided | Data not provided | Data not provided | Data not provided |  | Effluent | 5.77 | 8.05 | mg/L | 14.73 | °C | Data not provided | N/A | Data not provided | N/A | 249.4 | mV | 2656 | µS/cm | None | N/A | Data not provided | Data not provided | Data not provided | Data not provided | Data not provided | Data not provided | Data not provided | Data not provided | The short time period of the study and cold weather/cold influent water appear to have had an overall negative effect on establishing robust microbial communities and sustaining sulfate reduction. | Data not provided | Fresh dairy cow manure should be used rather than horse manure - Dairy manure has been shown to contain higher numbers and diversity of SRB than horse or other manure types. Must have a consistent ethanol dose to the barrels. | Data not provided | Substrate: standard wood based substrate (wood chips and sawdust) | Data not provided | Multiple limits of detection over time of study. Value is the max effluent value not qualified as non-detect. Non-detect values is < 5,000. | ND = non-detect
Treatability Study Technical Memorandum, Blue Ledge Mine Superfund Site, Siskiyou County, California | BLUE LEDGE MINE | CAN000906063 | N/A | N/A | TSP01 | Post operations | BCR 1 | Passive | Biochemical reactor (BCR) | No pre-treatment | Discharge from reclaimed waste rock pile 1 (WRP1) area (adits, runoff, and groundwater seeps) | N | BCR without pre-treatment | Data not provided | Rogue River – Siskiyou National Forest in Northern California/no constraints noted | Pilot | September - December 2012 | Potassium | K, total | µg/L | N | N/A | [9 empty] | 7160 | 639 | -1020.5008 | Data not provided | Data not provided | Data not provided | Data not provided | Data not provided | Data not provided | Data not provided | Data not provided |  | Effluent | 6.57 | 3 | mg/L | 7.44 | °C | Data not provided | N/A | Data not provided | N/A | 67.8 | mV | 2129 | µS/cm | None | N/A | Data not provided | Data not provided | Data not provided | Data not provided | Data not provided | Data not provided | Data not provided | Data not provided | The short time period of the study and cold weather/cold influent water appear to have had an overall negative effect on establishing robust microbial communities and sustaining sulfate reduction. | Data not provided | Fresh dairy cow manure should be used rather than horse manure - Dairy manure has been shown to contain higher numbers and diversity of SRB than horse or other manure types. Must have a consistent ethanol dose to the barrels. | Data not provided | Substrate: standard wood based substrate (wood chips and sawdust) | Data not provided | Multiple limits of detection over time of study. Value is the min effluent value not qualified as non-detect. Non-detect values is < 5,000.
Treatability Study Technical Memorandum, Blue Ledge Mine Superfund Site, Siskiyou County, California | BLUE LEDGE MINE | CAN000906063 | N/A | N/A | TSP01 | Post operations | BCR 1 | Passive | Biochemical reactor (BCR) | No pre-treatment | Discharge from reclaimed waste rock pile 1 (WRP1) area (adits, runoff, and groundwater seeps) | N | BCR without pre-treatment | Data not provided | Rogue River – Siskiyou National Forest in Northern California/no constraints noted | Pilot | September - December 2012 | Potassium | K, dissolved | µg/L | N | N/A | [9 empty] | 5550 | 616 | -800.974 | Data not provided | Data not provided | Data not provided | Data not provided | Data not provided | Data not provided | Data not provided | Data not provided |  | Effluent | 6.57 | 3 | mg/L | 7.44 | °C | Data not provided | N/A | Data not provided | N/A | 67.8 | mV | 2129 | µS/cm | None | N/A | Data not provided | Data not provided | Data not provided | Data not provided | Data not provided | Data not provided | Data not provided | Data not provided | The short time period of the study and cold weather/cold influent water appear to have had an overall negative effect on establishing robust microbial communities and sustaining sulfate reduction. | Data not provided | Fresh dairy cow manure should be used rather than horse manure - Dairy manure has been shown to contain higher numbers and diversity of SRB than horse or other manure types. Must have a consistent ethanol dose to the barrels. | Data not provided | Substrate: standard wood based substrate (wood chips and sawdust) | Data not provided | Multiple limits of detection over time of study. Value is the min effluent value not qualified as non-detect. Non-detect values is < 5,000.
Treatability Study Technical Memorandum, Blue Ledge Mine Superfund Site, Siskiyou County, California | BLUE LEDGE MINE | CAN000906063 | N/A | N/A | TSP02 | Post operations | BCR 2 | Passive | Biochemical reactor (BCR) | No pre-treatment | Discharge from reclaimed waste rock pile 1 (WRP1) area (adits, runoff, and groundwater seeps) | N | BCR without pre-treatment | Data not provided | Rogue River – Siskiyou National Forest in Northern California/no constraints noted | Pilot | September - December 2012 | Potassium | K, total | µg/L | N | N/A | 865 | 7810 | -802.8902 | [9 empty] | Data not provided | Data not provided | Data not provided | Data not provided | Data not provided | Data not provided | Data not provided | Data not provided |  | Influent | 3.17 | 8.22 | mg/L | 9.71 | °C | Data not provided | N/A | Data not provided | N/A | 256 | mV | 2192 | µS/cm | None | N/A | Data not provided | Data not provided | Data not provided | Data not provided | Data not provided | Data not provided | Data not provided | Data not provided | The short time period of the study and cold weather/cold influent water appear to have had an overall negative effect on establishing robust microbial communities and sustaining sulfate reduction. | Data not provided | Fresh dairy cow manure should be used rather than horse manure - Dairy manure has been shown to contain higher numbers and diversity of SRB than horse or other manure types. Must have a consistent ethanol dose to the barrels. | Data not provided | Substrate: standard wood based substrate (wood chips and sawdust) with compost (horse manure) | Data not provided | Multiple limits of detection over time of study. Value is the max influent value not qualified as non-detect. Non-detect values is < 5,000.
Treatability Study Technical Memorandum, Blue Ledge Mine Superfund Site, Siskiyou County, California | BLUE LEDGE MINE | CAN000906063 | N/A | N/A | TSP02 | Post operations | BCR 2 | Passive | Biochemical reactor (BCR) | No pre-treatment | Discharge from reclaimed waste rock pile 1 (WRP1) area (adits, runoff, and groundwater seeps) | N | BCR without pre-treatment | Data not provided | Rogue River – Siskiyou National Forest in Northern California/no constraints noted | Pilot | September - December 2012 | Potassium | K, dissolved | µg/L | N | N/A | 854 | 7290 | -753.63 | [9 empty] | Data not provided | Data not provided | Data not provided | Data not provided | Data not provided | Data not provided | Data not provided | Data not provided |  | Influent | 3.17 | 8.22 | mg/L | 9.71 | °C | Data not provided | N/A | Data not provided | N/A | 256 | mV | 2192 | µS/cm | None | N/A | Data not provided | Data not provided | Data not provided | Data not provided | Data not provided | Data not provided | Data not provided | Data not provided | The short time period of the study and cold weather/cold influent water appear to have had an overall negative effect on establishing robust microbial communities and sustaining sulfate reduction. | Data not provided | Fresh dairy cow manure should be used rather than horse manure - Dairy manure has been shown to contain higher numbers and diversity of SRB than horse or other manure types. Must have a consistent ethanol dose to the barrels. | Data not provided | Substrate: standard wood based substrate (wood chips and sawdust) with compost (horse manure) | Data not provided | Multiple limits of detection over time of study. Value is the max influent value not qualified as non-detect. Non-detect values is < 5,000.
Treatability Study Technical Memorandum, Blue Ledge Mine Superfund Site, Siskiyou County, California | BLUE LEDGE MINE | CAN000906063 | N/A | N/A | TSP02 | Post operations | BCR 2 | Passive | Biochemical reactor (BCR) | No pre-treatment | Discharge from reclaimed waste rock pile 1 (WRP1) area (adits, runoff, and groundwater seeps) | N | BCR without pre-treatment | Data not provided | Rogue River – Siskiyou National Forest in Northern California/no constraints noted | Pilot | September - December 2012 | Potassium | K, total | µg/L | N | N/A |  |  |  | 639 | 3560 | -457.1205 | [6 empty] | Data not provided | Data not provided | Data not provided | Data not provided | Data not provided | Data not provided | Data not provided | Data not provided |  | Influent | 3.24 | 9.96 | mg/L | 6.54 | °C | Data not provided | N/A | Data not provided | N/A | 309.7 | mV | 1811 | µS/cm | None | N/A | Data not provided | Data not provided | Data not provided | Data not provided | Data not provided | Data not provided | Data not provided | Data not provided | The short time period of the study and cold weather/cold influent water appear to have had an overall negative effect on establishing robust microbial communities and sustaining sulfate reduction. | Data not provided | Fresh dairy cow manure should be used rather than horse manure - Dairy manure has been shown to contain higher numbers and diversity of SRB than horse or other manure types. Must have a consistent ethanol dose to the barrels. | Data not provided | Substrate: standard wood based substrate (wood chips and sawdust) with compost (horse manure) | Data not provided | Multiple limits of detection over time of study. Value is the min influent value not qualified as non-detect. Non-detect values is < 5,000.
Treatability Study Technical Memorandum, Blue Ledge Mine Superfund Site, Siskiyou County, California | BLUE LEDGE MINE | CAN000906063 | N/A | N/A | TSP02 | Post operations | BCR 2 | Passive | Biochemical reactor (BCR) | No pre-treatment | Discharge from reclaimed waste rock pile 1 (WRP1) area (adits, runoff, and groundwater seeps) | N | BCR without pre-treatment | Data not provided | Rogue River – Siskiyou National Forest in Northern California/no constraints noted | Pilot | September - December 2012 | Potassium | K, dissolved | µg/L | N | N/A |  |  |  | 616 | 3570 | -479.5455 | [6 empty] | Data not provided | Data not provided | Data not provided | Data not provided | Data not provided | Data not provided | Data not provided | Data not provided |  | Influent | 3.24 | 9.96 | mg/L | 6.54 | °C | Data not provided | N/A | Data not provided | N/A | 309.7 | mV | 1811 | µS/cm | None | N/A | Data not provided | Data not provided | Data not provided | Data not provided | Data not provided | Data not provided | Data not provided | Data not provided | The short time period of the study and cold weather/cold influent water appear to have had an overall negative effect on establishing robust microbial communities and sustaining sulfate reduction. | Data not provided | Fresh dairy cow manure should be used rather than horse manure - Dairy manure has been shown to contain higher numbers and diversity of SRB than horse or other manure types. Must have a consistent ethanol dose to the barrels. | Data not provided | Substrate: standard wood based substrate (wood chips and sawdust) with compost (horse manure) | Data not provided | Multiple limits of detection over time of study. Value is the min influent value not qualified as non-detect. Non-detect values is < 5,000.
Treatability Study Technical Memorandum, Blue Ledge Mine Superfund Site, Siskiyou County, California | BLUE LEDGE MINE | CAN000906063 | N/A | N/A | TSP02 | Post operations | BCR 2 | Passive | Biochemical reactor (BCR) | No pre-treatment | Discharge from reclaimed waste rock pile 1 (WRP1) area (adits, runoff, and groundwater seeps) | N | BCR without pre-treatment | Data not provided | Rogue River – Siskiyou National Forest in Northern California/no constraints noted | Pilot | September - December 2012 | Potassium | K, total | µg/L | N | N/A | [6 empty] | 832000 | ND | Not Applicable |  |  |  | Data not provided | Data not provided | Data not provided | Data not provided | Data not provided | Data not provided | Data not provided | Data not provided |  | Effluent | 5.55 | 5.45 | mg/L | 14.93 | °C | Data not provided | N/A | Data not provided | N/A | 79 | mV | 5425 | µS/cm | None | N/A | Data not provided | Data not provided | Data not provided | Data not provided | Data not provided | Data not provided | Data not provided | Data not provided | The short time period of the study and cold weather/cold influent water appear to have had an overall negative effect on establishing robust microbial communities and sustaining sulfate reduction. | Data not provided | Fresh dairy cow manure should be used rather than horse manure - Dairy manure has been shown to contain higher numbers and diversity of SRB than horse or other manure types. Must have a consistent ethanol dose to the barrels. | Data not provided | Substrate: standard wood based substrate (wood chips and sawdust) with compost (horse manure) | Data not provided | Multiple limits of detection over time of study. Value is the max effluent value not qualified as non-detect. Non-detect values is < 5,000. | ND = non-detect
Treatability Study Technical Memorandum, Blue Ledge Mine Superfund Site, Siskiyou County, California | BLUE LEDGE MINE | CAN000906063 | N/A | N/A | TSP02 | Post operations | BCR 2 | Passive | Biochemical reactor (BCR) | No pre-treatment | Discharge from reclaimed waste rock pile 1 (WRP1) area (adits, runoff, and groundwater seeps) | N | BCR without pre-treatment | Data not provided | Rogue River – Siskiyou National Forest in Northern California/no constraints noted | Pilot | September - December 2012 | Potassium | K, dissolved | µg/L | N | N/A | [6 empty] | 974000 | ND | Not Applicable |  |  |  | Data not provided | Data not provided | Data not provided | Data not provided | Data not provided | Data not provided | Data not provided | Data not provided |  | Effluent | 5.55 | 5.45 | mg/L | 14.93 | °C | Data not provided | N/A | Data not provided | N/A | 79 | mV | 5425 | µS/cm | None | N/A | Data not provided | Data not provided | Data not provided | Data not provided | Data not provided | Data not provided | Data not provided | Data not provided | The short time period of the study and cold weather/cold influent water appear to have had an overall negative effect on establishing robust microbial communities and sustaining sulfate reduction. | Data not provided | Fresh dairy cow manure should be used rather than horse manure - Dairy manure has been shown to contain higher numbers and diversity of SRB than horse or other manure types. Must have a consistent ethanol dose to the barrels. | Data not provided | Substrate: standard wood based substrate (wood chips and sawdust) with compost (horse manure) | Data not provided | Multiple limits of detection over time of study. Value is the max effluent value not qualified as non-detect. Non-detect values is < 5,000. | ND = non-detect
Treatability Study Technical Memorandum, Blue Ledge Mine Superfund Site, Siskiyou County, California | BLUE LEDGE MINE | CAN000906063 | N/A | N/A | TSP02 | Post operations | BCR 2 | Passive | Biochemical reactor (BCR) | No pre-treatment | Discharge from reclaimed waste rock pile 1 (WRP1) area (adits, runoff, and groundwater seeps) | N | BCR without pre-treatment | Data not provided | Rogue River – Siskiyou National Forest in Northern California/no constraints noted | Pilot | September - December 2012 | Potassium | K, total | µg/L | N | N/A | [9 empty] | 3560 | 639 | -457.1205 | Data not provided | Data not provided | Data not provided | Data not provided | Data not provided | Data not provided | Data not provided | Data not provided |  | Effluent | 6.46 | 5.16 | mg/L | 6.76 | °C | Data not provided | N/A | Data not provided | N/A | 3.8 | mV | 1971 | µS/cm | None | N/A | Data not provided | Data not provided | Data not provided | Data not provided | Data not provided | Data not provided | Data not provided | Data not provided | The short time period of the study and cold weather/cold influent water appear to have had an overall negative effect on establishing robust microbial communities and sustaining sulfate reduction. | Data not provided | Fresh dairy cow manure should be used rather than horse manure - Dairy manure has been shown to contain higher numbers and diversity of SRB than horse or other manure types. Must have a consistent ethanol dose to the barrels. | Data not provided | Substrate: standard wood based substrate (wood chips and sawdust) with compost (horse manure) | Data not provided | Multiple limits of detection over time of study. Value is the min effluent value not qualified as non-detect. Non-detect values is < 5,000.
Treatability Study Technical Memorandum, Blue Ledge Mine Superfund Site, Siskiyou County, California | BLUE LEDGE MINE | CAN000906063 | N/A | N/A | TSP02 | Post operations | BCR 2 | Passive | Biochemical reactor (BCR) | No pre-treatment | Discharge from reclaimed waste rock pile 1 (WRP1) area (adits, runoff, and groundwater seeps) | N | BCR without pre-treatment | Data not provided | Rogue River – Siskiyou National Forest in Northern California/no constraints noted | Pilot | September - December 2012 | Potassium | K, dissolved | µg/L | N | N/A | [9 empty] | 3570 | 616 | -479.5455 | Data not provided | Data not provided | Data not provided | Data not provided | Data not provided | Data not provided | Data not provided | Data not provided |  | Effluent | 6.46 | 5.16 | mg/L | 6.76 | °C | Data not provided | N/A | Data not provided | N/A | 3.8 | mV | 1971 | µS/cm | None | N/A | Data not provided | Data not provided | Data not provided | Data not provided | Data not provided | Data not provided | Data not provided | Data not provided | The short time period of the study and cold weather/cold influent water appear to have had an overall negative effect on establishing robust microbial communities and sustaining sulfate reduction. | Data not provided | Fresh dairy cow manure should be used rather than horse manure - Dairy manure has been shown to contain higher numbers and diversity of SRB than horse or other manure types. Must have a consistent ethanol dose to the barrels. | Data not provided | Substrate: standard wood based substrate (wood chips and sawdust) with compost (horse manure) | Data not provided | Multiple limits of detection over time of study. Value is the min effluent value not qualified as non-detect. Non-detect values is < 5,000.
Treatability Study Technical Memorandum, Blue Ledge Mine Superfund Site, Siskiyou County, California | BLUE LEDGE MINE | CAN000906063 | N/A | N/A | TSP03 | Post operations | BCR 3 | Passive | Biochemical reactor (BCR) | No pre-treatment | Discharge from reclaimed waste rock pile 1 (WRP1) area (adits, runoff, and groundwater seeps) | N | BCR without pre-treatment | Data not provided | Rogue River – Siskiyou National Forest in Northern California/no constraints noted | Pilot | September - December 2012 | Potassium | K, total | µg/L | N | N/A | 865 | 28000 | -3136.9942 | [9 empty] | Data not provided | Data not provided | Data not provided | Data not provided | Data not provided | Data not provided | Data not provided | Data not provided |  | Influent | 3.17 | 8.22 | mg/L | 9.71 | °C | Data not provided | N/A | Data not provided | N/A | 256 | mV | 2192 | µS/cm | None | N/A | Data not provided | Data not provided | Data not provided | Data not provided | Data not provided | Data not provided | Data not provided | Data not provided | The short time period of the study and cold weather/cold influent water appear to have had an overall negative effect on establishing robust microbial communities and sustaining sulfate reduction. | Data not provided | Fresh dairy cow manure should be used rather than horse manure - Dairy manure has been shown to contain higher numbers and diversity of SRB than horse or other manure types. Must have a consistent ethanol dose to the barrels. | Data not provided | Substrate: ChitoRem | Data not provided | Multiple limits of detection over time of study. Value is the max influent value not qualified as non-detect. Non-detect values is < 5,000.
Treatability Study Technical Memorandum, Blue Ledge Mine Superfund Site, Siskiyou County, California | BLUE LEDGE MINE | CAN000906063 | N/A | N/A | TSP03 | Post operations | BCR 3 | Passive | Biochemical reactor (BCR) | No pre-treatment | Discharge from reclaimed waste rock pile 1 (WRP1) area (adits, runoff, and groundwater seeps) | N | BCR without pre-treatment | Data not provided | Rogue River – Siskiyou National Forest in Northern California/no constraints noted | Pilot | September - December 2012 | Potassium | K, dissolved | µg/L | N | N/A | 854 | 27100 | -3073.3021 | [9 empty] | Data not provided | Data not provided | Data not provided | Data not provided | Data not provided | Data not provided | Data not provided | Data not provided |  | Influent | 3.17 | 8.22 | mg/L | 9.71 | °C | Data not provided | N/A | Data not provided | N/A | 256 | mV | 2192 | µS/cm | None | N/A | Data not provided | Data not provided | Data not provided | Data not provided | Data not provided | Data not provided | Data not provided | Data not provided | The short time period of the study and cold weather/cold influent water appear to have had an overall negative effect on establishing robust microbial communities and sustaining sulfate reduction. | Data not provided | Fresh dairy cow manure should be used rather than horse manure - Dairy manure has been shown to contain higher numbers and diversity of SRB than horse or other manure types. Must have a consistent ethanol dose to the barrels. | Data not provided | Substrate: ChitoRem | Data not provided | Multiple limits of detection over time of study. Value is the max influent value not qualified as non-detect. Non-detect values is < 5,000.
Treatability Study Technical Memorandum, Blue Ledge Mine Superfund Site, Siskiyou County, California | BLUE LEDGE MINE | CAN000906063 | N/A | N/A | TSP03 | Post operations | BCR 3 | Passive | Biochemical reactor (BCR) | No pre-treatment | Discharge from reclaimed waste rock pile 1 (WRP1) area (adits, runoff, and groundwater seeps) | N | BCR without pre-treatment | Data not provided | Rogue River – Siskiyou National Forest in Northern California/no constraints noted | Pilot | September - December 2012 | Potassium | K, total | µg/L | N | N/A |  |  |  | 639 | 12100 | -1793.5837 | [6 empty] | Data not provided | Data not provided | Data not provided | Data not provided | Data not provided | Data not provided | Data not provided | Data not provided |  | Influent | 3.24 | 9.96 | mg/L | 6.54 | °C | Data not provided | N/A | Data not provided | N/A | 309.7 | mV | 1811 | µS/cm | None | N/A | Data not provided | Data not provided | Data not provided | Data not provided | Data not provided | Data not provided | Data not provided | Data not provided | The short time period of the study and cold weather/cold influent water appear to have had an overall negative effect on establishing robust microbial communities and sustaining sulfate reduction. | Data not provided | Fresh dairy cow manure should be used rather than horse manure - Dairy manure has been shown to contain higher numbers and diversity of SRB than horse or other manure types. Must have a consistent ethanol dose to the barrels. | Data not provided | Substrate: ChitoRem | Data not provided | Multiple limits of detection over time of study. Value is the min influent value not qualified as non-detect. Non-detect values is < 5,000.
Treatability Study Technical Memorandum, Blue Ledge Mine Superfund Site, Siskiyou County, California | BLUE LEDGE MINE | CAN000906063 | N/A | N/A | TSP03 | Post operations | BCR 3 | Passive | Biochemical reactor (BCR) | No pre-treatment | Discharge from reclaimed waste rock pile 1 (WRP1) area (adits, runoff, and groundwater seeps) | N | BCR without pre-treatment | Data not provided | Rogue River – Siskiyou National Forest in Northern California/no constraints noted | Pilot | September - December 2012 | Potassium | K, dissolved | µg/L | N | N/A |  |  |  | 616 | 12300 | -1896.7532 | [6 empty] | Data not provided | Data not provided | Data not provided | Data not provided | Data not provided | Data not provided | Data not provided | Data not provided |  | Influent | 3.24 | 9.96 | mg/L | 6.54 | °C | Data not provided | N/A | Data not provided | N/A | 309.7 | mV | 1811 | µS/cm | None | N/A | Data not provided | Data not provided | Data not provided | Data not provided | Data not provided | Data not provided | Data not provided | Data not provided | The short time period of the study and cold weather/cold influent water appear to have had an overall negative effect on establishing robust microbial communities and sustaining sulfate reduction. | Data not provided | Fresh dairy cow manure should be used rather than horse manure - Dairy manure has been shown to contain higher numbers and diversity of SRB than horse or other manure types. Must have a consistent ethanol dose to the barrels. | Data not provided | Substrate: ChitoRem | Data not provided | Multiple limits of detection over time of study. Value is the min influent value not qualified as non-detect. Non-detect values is < 5,000.
Treatability Study Technical Memorandum, Blue Ledge Mine Superfund Site, Siskiyou County, California | BLUE LEDGE MINE | CAN000906063 | N/A | N/A | TSP03 | Post operations | BCR 3 | Passive | Biochemical reactor (BCR) | No pre-treatment | Discharge from reclaimed waste rock pile 1 (WRP1) area (adits, runoff, and groundwater seeps) | N | BCR without pre-treatment | Data not provided | Rogue River – Siskiyou National Forest in Northern California/no constraints noted | Pilot | September - December 2012 | Potassium | K, total | µg/L | N | N/A | [6 empty] | 590000 | ND | Not Applicable |  |  |  | Data not provided | Data not provided | Data not provided | Data not provided | Data not provided | Data not provided | Data not provided | Data not provided |  | Effluent | 7.16 | 2.12 | mg/L | 15.37 | °C | Data not provided | N/A | Data not provided | N/A | -107.2 | mV | 29030 | µS/cm | None | N/A | Data not provided | Data not provided | Data not provided | Data not provided | Data not provided | Data not provided | Data not provided | Data not provided | The short time period of the study and cold weather/cold influent water appear to have had an overall negative effect on establishing robust microbial communities and sustaining sulfate reduction. | Data not provided | Fresh dairy cow manure should be used rather than horse manure - Dairy manure has been shown to contain higher numbers and diversity of SRB than horse or other manure types. Must have a consistent ethanol dose to the barrels. | Data not provided | Substrate: ChitoRem | Data not provided | Data not provided | ND = non-detect (< 5,000)
Treatability Study Technical Memorandum, Blue Ledge Mine Superfund Site, Siskiyou County, California | BLUE LEDGE MINE | CAN000906063 | N/A | N/A | TSP03 | Post operations | BCR 3 | Passive | Biochemical reactor (BCR) | No pre-treatment | Discharge from reclaimed waste rock pile 1 (WRP1) area (adits, runoff, and groundwater seeps) | N | BCR without pre-treatment | Data not provided | Rogue River – Siskiyou National Forest in Northern California/no constraints noted | Pilot | September - December 2012 | Potassium | K, dissolved | µg/L | N | N/A | [6 empty] | 518000 | ND | Not Applicable |  |  |  | Data not provided | Data not provided | Data not provided | Data not provided | Data not provided | Data not provided | Data not provided | Data not provided |  | Effluent | 7.16 | 2.12 | mg/L | 15.37 | °C | Data not provided | N/A | Data not provided | N/A | -107.2 | mV | 29030 | µS/cm | None | N/A | Data not provided | Data not provided | Data not provided | Data not provided | Data not provided | Data not provided | Data not provided | Data not provided | The short time period of the study and cold weather/cold influent water appear to have had an overall negative effect on establishing robust microbial communities and sustaining sulfate reduction. | Data not provided | Fresh dairy cow manure should be used rather than horse manure - Dairy manure has been shown to contain higher numbers and diversity of SRB than horse or other manure types. Must have a consistent ethanol dose to the barrels. | Data not provided | Substrate: ChitoRem | Data not provided | Data not provided | ND = non-detect (< 5,000)
Treatability Study Technical Memorandum, Blue Ledge Mine Superfund Site, Siskiyou County, California | BLUE LEDGE MINE | CAN000906063 | N/A | N/A | TSP03 | Post operations | BCR 3 | Passive | Biochemical reactor (BCR) | No pre-treatment | Discharge from reclaimed waste rock pile 1 (WRP1) area (adits, runoff, and groundwater seeps) | N | BCR without pre-treatment | Data not provided | Rogue River – Siskiyou National Forest in Northern California/no constraints noted | Pilot | September - December 2012 | Potassium | K, total | µg/L | N | N/A | [9 empty] | 6330 | ND | Not Applicable | Data not provided | Data not provided | Data not provided | Data not provided | Data not provided | Data not provided | Data not provided | Data not provided |  | Effluent | 7.22 | 1.89 | mg/L | 5.47 | °C | Data not provided | N/A | Data not provided | N/A | -134.2 | mV | 3074 | µS/cm | None | N/A | Data not provided | Data not provided | Data not provided | Data not provided | Data not provided | Data not provided | Data not provided | Data not provided | The short time period of the study and cold weather/cold influent water appear to have had an overall negative effect on establishing robust microbial communities and sustaining sulfate reduction. | Data not provided | Fresh dairy cow manure should be used rather than horse manure - Dairy manure has been shown to contain higher numbers and diversity of SRB than horse or other manure types. Must have a consistent ethanol dose to the barrels. | Data not provided | Substrate: ChitoRem | Data not provided | Data not provided | ND = non-detect (< 5,000)
Treatability Study Technical Memorandum, Blue Ledge Mine Superfund Site, Siskiyou County, California | BLUE LEDGE MINE | CAN000906063 | N/A | N/A | TSP03 | Post operations | BCR 3 | Passive | Biochemical reactor (BCR) | No pre-treatment | Discharge from reclaimed waste rock pile 1 (WRP1) area (adits, runoff, and groundwater seeps) | N | BCR without pre-treatment | Data not provided | Rogue River – Siskiyou National Forest in Northern California/no constraints noted | Pilot | September - December 2012 | Potassium | K, dissolved | µg/L | N | N/A | [9 empty] | 5760 | ND | Not Applicable | Data not provided | Data not provided | Data not provided | Data not provided | Data not provided | Data not provided | Data not provided | Data not provided |  | Effluent | 7.22 | 1.89 | mg/L | 5.47 | °C | Data not provided | N/A | Data not provided | N/A | -134.2 | mV | 3074 | µS/cm | None | N/A | Data not provided | Data not provided | Data not provided | Data not provided | Data not provided | Data not provided | Data not provided | Data not provided | The short time period of the study and cold weather/cold influent water appear to have had an overall negative effect on establishing robust microbial communities and sustaining sulfate reduction. | Data not provided | Fresh dairy cow manure should be used rather than horse manure - Dairy manure has been shown to contain higher numbers and diversity of SRB than horse or other manure types. Must have a consistent ethanol dose to the barrels. | Data not provided | Substrate: ChitoRem | Data not provided | Data not provided | ND = non-detect (< 5,000)
Treatability Study Technical Memorandum, Blue Ledge Mine Superfund Site, Siskiyou County, California | BLUE LEDGE MINE | CAN000906063 | N/A | N/A | TSP04 | Post operations | BCR 4 | Passive | Successive alkalinity producing system (SAPS) | Pre-treatment | Discharge from reclaimed waste rock pile 1 (WRP1) area (adits, runoff, and groundwater seeps) | N | Pre-treatment | Data not provided | Rogue River – Siskiyou National Forest in Northern California/no constraints noted | Pilot | September - December 2012 | Potassium | K, total | µg/L | N | N/A | 865 | 19000 | -2096.5318 | [9 empty] | Data not provided | Data not provided | Data not provided | Data not provided | Data not provided | Data not provided | Data not provided | Data not provided |  | Influent | 3.17 | 8.22 | mg/L | 9.71 | °C | Data not provided | N/A | Data not provided | N/A | 256 | mV | 2192 | µS/cm | None | N/A | Data not provided | Data not provided | Data not provided | Data not provided | Data not provided | Data not provided | Data not provided | Data not provided | The short time period of the study and cold weather/cold influent water appear to have had an overall negative effect on establishing robust microbial communities and sustaining sulfate reduction. | Data not provided | Fresh dairy cow manure should be used rather than horse manure - Dairy manure has been shown to contain higher numbers and diversity of SRB than horse or other manure types. Must have a consistent ethanol dose to the barrels. | Data not provided | Successive alkalinity producing system (SAPS) with manure and limestone | Data not provided | Multiple limits of detection over time of study. Value is the max influent value not qualified as non-detect. Non-detect values is < 5,000.
Treatability Study Technical Memorandum, Blue Ledge Mine Superfund Site, Siskiyou County, California | BLUE LEDGE MINE | CAN000906063 | N/A | N/A | TSP04 | Post operations | BCR 4 | Passive | Successive alkalinity producing system (SAPS) | Pre-treatment | Discharge from reclaimed waste rock pile 1 (WRP1) area (adits, runoff, and groundwater seeps) | N | Pre-treatment | Data not provided | Rogue River – Siskiyou National Forest in Northern California/no constraints noted | Pilot | September - December 2012 | Potassium | K, dissolved | µg/L | N | N/A | 854 | 17000 | -1890.6323 | [9 empty] | Data not provided | Data not provided | Data not provided | Data not provided | Data not provided | Data not provided | Data not provided | Data not provided |  | Influent | 3.17 | 8.22 | mg/L | 9.71 | °C | Data not provided | N/A | Data not provided | N/A | 256 | mV | 2192 | µS/cm | None | N/A | Data not provided | Data not provided | Data not provided | Data not provided | Data not provided | Data not provided | Data not provided | Data not provided | The short time period of the study and cold weather/cold influent water appear to have had an overall negative effect on establishing robust microbial communities and sustaining sulfate reduction. | Data not provided | Fresh dairy cow manure should be used rather than horse manure - Dairy manure has been shown to contain higher numbers and diversity of SRB than horse or other manure types. Must have a consistent ethanol dose to the barrels. | Data not provided | Successive alkalinity producing system (SAPS) with manure and limestone | Data not provided | Multiple limits of detection over time of study. Value is the max influent value not qualified as non-detect. Non-detect values is < 5,000.
Treatability Study Technical Memorandum, Blue Ledge Mine Superfund Site, Siskiyou County, California | BLUE LEDGE MINE | CAN000906063 | N/A | N/A | TSP04 | Post operations | BCR 4 | Passive | Successive alkalinity producing system (SAPS) | Pre-treatment | Discharge from reclaimed waste rock pile 1 (WRP1) area (adits, runoff, and groundwater seeps) | N | Pre-treatment | Data not provided | Rogue River – Siskiyou National Forest in Northern California/no constraints noted | Pilot | September - December 2012 | Potassium | K, total | µg/L | N | N/A |  |  |  | 639 | 7280 | -1039.2801 | [6 empty] | Data not provided | Data not provided | Data not provided | Data not provided | Data not provided | Data not provided | Data not provided | Data not provided |  | Influent | 3.24 | 9.96 | mg/L | 6.54 | °C | Data not provided | N/A | Data not provided | N/A | 309.7 | mV | 1811 | µS/cm | None | N/A | Data not provided | Data not provided | Data not provided | Data not provided | Data not provided | Data not provided | Data not provided | Data not provided | The short time period of the study and cold weather/cold influent water appear to have had an overall negative effect on establishing robust microbial communities and sustaining sulfate reduction. | Data not provided | Fresh dairy cow manure should be used rather than horse manure - Dairy manure has been shown to contain higher numbers and diversity of SRB than horse or other manure types. Must have a consistent ethanol dose to the barrels. | Data not provided | Successive alkalinity producing system (SAPS) with manure and limestone | Data not provided | Multiple limits of detection over time of study. Value is the min influent value not qualified as non-detect. Non-detect values is < 5,000.
Treatability Study Technical Memorandum, Blue Ledge Mine Superfund Site, Siskiyou County, California | BLUE LEDGE MINE | CAN000906063 | N/A | N/A | TSP04 | Post operations | BCR 4 | Passive | Successive alkalinity producing system (SAPS) | Pre-treatment | Discharge from reclaimed waste rock pile 1 (WRP1) area (adits, runoff, and groundwater seeps) | N | Pre-treatment | Data not provided | Rogue River – Siskiyou National Forest in Northern California/no constraints noted | Pilot | September - December 2012 | Potassium | K, dissolved | µg/L | N | N/A |  |  |  | 616 | 8170 | -1226.2987 | [6 empty] | Data not provided | Data not provided | Data not provided | Data not provided | Data not provided | Data not provided | Data not provided | Data not provided |  | Influent | 3.24 | 9.96 | mg/L | 6.54 | °C | Data not provided | N/A | Data not provided | N/A | 309.7 | mV | 1811 | µS/cm | None | N/A | Data not provided | Data not provided | Data not provided | Data not provided | Data not provided | Data not provided | Data not provided | Data not provided | The short time period of the study and cold weather/cold influent water appear to have had an overall negative effect on establishing robust microbial communities and sustaining sulfate reduction. | Data not provided | Fresh dairy cow manure should be used rather than horse manure - Dairy manure has been shown to contain higher numbers and diversity of SRB than horse or other manure types. Must have a consistent ethanol dose to the barrels. | Data not provided | Successive alkalinity producing system (SAPS) with manure and limestone | Data not provided | Multiple limits of detection over time of study. Value is the min influent value not qualified as non-detect. Non-detect values is < 5,000.
Treatability Study Technical Memorandum, Blue Ledge Mine Superfund Site, Siskiyou County, California | BLUE LEDGE MINE | CAN000906063 | N/A | N/A | TSP04 | Post operations | BCR 4 | Passive | Successive alkalinity producing system (SAPS) | Pre-treatment | Discharge from reclaimed waste rock pile 1 (WRP1) area (adits, runoff, and groundwater seeps) | N | Pre-treatment | Data not provided | Rogue River – Siskiyou National Forest in Northern California/no constraints noted | Pilot | September - December 2012 | Potassium | K, total | µg/L | N | N/A | [6 empty] | 481000 | ND | Not Applicable |  |  |  | Data not provided | Data not provided | Data not provided | Data not provided | Data not provided | Data not provided | Data not provided | Data not provided |  | Effluent | 7.15 | 4.64 | mg/L | 15.84 | °C | Data not provided | N/A | Data not provided | N/A | -24 | mV | 2969 | µS/cm | None | N/A | Data not provided | Data not provided | Data not provided | Data not provided | Data not provided | Data not provided | Data not provided | Data not provided | The short time period of the study and cold weather/cold influent water appear to have had an overall negative effect on establishing robust microbial communities and sustaining sulfate reduction. | Data not provided | Fresh dairy cow manure should be used rather than horse manure - Dairy manure has been shown to contain higher numbers and diversity of SRB than horse or other manure types. Must have a consistent ethanol dose to the barrels. | Data not provided | Successive alkalinity producing system (SAPS) with manure and limestone | Data not provided | Multiple limits of detection over time of study. Value is the max effluent value not qualified as non-detect. Non-detect values is < 5,000. | ND = non-detect
Treatability Study Technical Memorandum, Blue Ledge Mine Superfund Site, Siskiyou County, California | BLUE LEDGE MINE | CAN000906063 | N/A | N/A | TSP04 | Post operations | BCR 4 | Passive | Successive alkalinity producing system (SAPS) | Pre-treatment | Discharge from reclaimed waste rock pile 1 (WRP1) area (adits, runoff, and groundwater seeps) | N | Pre-treatment | Data not provided | Rogue River – Siskiyou National Forest in Northern California/no constraints noted | Pilot | September - December 2012 | Potassium | K, dissolved | µg/L | N | N/A | [6 empty] | 474000 | ND | Not Applicable |  |  |  | Data not provided | Data not provided | Data not provided | Data not provided | Data not provided | Data not provided | Data not provided | Data not provided |  | Effluent | 7.15 | 4.64 | mg/L | 15.84 | °C | Data not provided | N/A | Data not provided | N/A | -24 | mV | 2969 | µS/cm | None | N/A | Data not provided | Data not provided | Data not provided | Data not provided | Data not provided | Data not provided | Data not provided | Data not provided | The short time period of the study and cold weather/cold influent water appear to have had an overall negative effect on establishing robust microbial communities and sustaining sulfate reduction. | Data not provided | Fresh dairy cow manure should be used rather than horse manure - Dairy manure has been shown to contain higher numbers and diversity of SRB than horse or other manure types. Must have a consistent ethanol dose to the barrels. | Data not provided | Successive alkalinity producing system (SAPS) with manure and limestone | Data not provided | Multiple limits of detection over time of study. Value is the max effluent value not qualified as non-detect. Non-detect values is < 5,000. | ND = non-detect
Treatability Study Technical Memorandum, Blue Ledge Mine Superfund Site, Siskiyou County, California | BLUE LEDGE MINE | CAN000906063 | N/A | N/A | TSP04 | Post operations | BCR 4 | Passive | Successive alkalinity producing system (SAPS) | Pre-treatment | Discharge from reclaimed waste rock pile 1 (WRP1) area (adits, runoff, and groundwater seeps) | N | Pre-treatment | Data not provided | Rogue River – Siskiyou National Forest in Northern California/no constraints noted | Pilot | September - December 2012 | Potassium | K, total | µg/L | N | N/A | [9 empty] | 6210 | ND | Not Applicable | Data not provided | Data not provided | Data not provided | Data not provided | Data not provided | Data not provided | Data not provided | Data not provided |  | Effluent | 6.89 | 0.82 | mg/L | 6.58 | °C | Data not provided | N/A | Data not provided | N/A | -146.9 | mV | 854 | µS/cm | None | N/A | Data not provided | Data not provided | Data not provided | Data not provided | Data not provided | Data not provided | Data not provided | Data not provided | The short time period of the study and cold weather/cold influent water appear to have had an overall negative effect on establishing robust microbial communities and sustaining sulfate reduction. | Data not provided | Fresh dairy cow manure should be used rather than horse manure - Dairy manure has been shown to contain higher numbers and diversity of SRB than horse or other manure types. Must have a consistent ethanol dose to the barrels. | Data not provided | Successive alkalinity producing system (SAPS) with manure and limestone | Data not provided | Multiple limits of detection over time of study. Value is the min effluent value not qualified as non-detect. Non-detect values is < 5,000. | ND = non-detect
Treatability Study Technical Memorandum, Blue Ledge Mine Superfund Site, Siskiyou County, California | BLUE LEDGE MINE | CAN000906063 | N/A | N/A | TSP04 | Post operations | BCR 4 | Passive | Successive alkalinity producing system (SAPS) | Pre-treatment | Discharge from reclaimed waste rock pile 1 (WRP1) area (adits, runoff, and groundwater seeps) | N | Pre-treatment | Data not provided | Rogue River – Siskiyou National Forest in Northern California/no constraints noted | Pilot | September - December 2012 | Potassium | K, dissolved | µg/L | N | N/A | [9 empty] | 5980 | ND | Not Applicable | Data not provided | Data not provided | Data not provided | Data not provided | Data not provided | Data not provided | Data not provided | Data not provided |  | Effluent | 6.89 | 0.82 | mg/L | 6.58 | °C | Data not provided | N/A | Data not provided | N/A | -146.9 | mV | 854 | µS/cm | None | N/A | Data not provided | Data not provided | Data not provided | Data not provided | Data not provided | Data not provided | Data not provided | Data not provided | The short time period of the study and cold weather/cold influent water appear to have had an overall negative effect on establishing robust microbial communities and sustaining sulfate reduction. | Data not provided | Fresh dairy cow manure should be used rather than horse manure - Dairy manure has been shown to contain higher numbers and diversity of SRB than horse or other manure types. Must have a consistent ethanol dose to the barrels. | Data not provided | Successive alkalinity producing system (SAPS) with manure and limestone | Data not provided | Multiple limits of detection over time of study. Value is the min effluent value not qualified as non-detect. Non-detect values is < 5,000. | ND = non-detect
Treatability Study Technical Memorandum, Blue Ledge Mine Superfund Site, Siskiyou County, California | BLUE LEDGE MINE | CAN000906063 | N/A | N/A | TSP05 | Post operations | BCR 5 | Passive | Successive alkalinity producing system (SAPS) | Pre-treatment | Discharge from reclaimed waste rock pile 1 (WRP1) area (adits, runoff, and groundwater seeps) | N | Pre-treatment | Data not provided | Rogue River – Siskiyou National Forest in Northern California/no constraints noted | Pilot | September - December 2012 | Potassium | K, total | µg/L | N | N/A | 865 | 22800 | -2535.8382 | [9 empty] | Data not provided | Data not provided | Data not provided | Data not provided | Data not provided | Data not provided | Data not provided | Data not provided |  | Influent | 3.17 | 8.22 | mg/L | 9.71 | °C | Data not provided | N/A | Data not provided | N/A | 256 | mV | 2192 | µS/cm | None | N/A | Data not provided | Data not provided | Data not provided | Data not provided | Data not provided | Data not provided | Data not provided | Data not provided | The short time period of the study and cold weather/cold influent water appear to have had an overall negative effect on establishing robust microbial communities and sustaining sulfate reduction. | Data not provided | Fresh dairy cow manure should be used rather than horse manure - Dairy manure has been shown to contain higher numbers and diversity of SRB than horse or other manure types. Must have a consistent ethanol dose to the barrels. | Data not provided | Same as BCR 4 with the addition of ethanol. Successive alkalinity producing system (SAPS) with manure and limestone | Data not provided | Multiple limits of detection over time of study. Value is the max influent value not qualified as non-detect. Non-detect values is < 5,000.
Treatability Study Technical Memorandum, Blue Ledge Mine Superfund Site, Siskiyou County, California | BLUE LEDGE MINE | CAN000906063 | N/A | N/A | TSP05 | Post operations | BCR 5 | Passive | Successive alkalinity producing system (SAPS) | Pre-treatment | Discharge from reclaimed waste rock pile 1 (WRP1) area (adits, runoff, and groundwater seeps) | N | Pre-treatment | Data not provided | Rogue River – Siskiyou National Forest in Northern California/no constraints noted | Pilot | September - December 2012 | Potassium | K, dissolved | µg/L | N | N/A | 854 | 19000 | -2124.8244 | [9 empty] | Data not provided | Data not provided | Data not provided | Data not provided | Data not provided | Data not provided | Data not provided | Data not provided |  | Influent | 3.17 | 8.22 | mg/L | 9.71 | °C | Data not provided | N/A | Data not provided | N/A | 256 | mV | 2192 | µS/cm | None | N/A | Data not provided | Data not provided | Data not provided | Data not provided | Data not provided | Data not provided | Data not provided | Data not provided | The short time period of the study and cold weather/cold influent water appear to have had an overall negative effect on establishing robust microbial communities and sustaining sulfate reduction. | Data not provided | Fresh dairy cow manure should be used rather than horse manure - Dairy manure has been shown to contain higher numbers and diversity of SRB than horse or other manure types. Must have a consistent ethanol dose to the barrels. | Data not provided | Same as BCR 4 with the addition of ethanol. Successive alkalinity producing system (SAPS) with manure and limestone | Data not provided | Multiple limits of detection over time of study. Value is the max influent value not qualified as non-detect. Non-detect values is < 5,000.
Treatability Study Technical Memorandum, Blue Ledge Mine Superfund Site, Siskiyou County, California | BLUE LEDGE MINE | CAN000906063 | N/A | N/A | TSP05 | Post operations | BCR 5 | Passive | Successive alkalinity producing system (SAPS) | Pre-treatment | Discharge from reclaimed waste rock pile 1 (WRP1) area (adits, runoff, and groundwater seeps) | N | Pre-treatment | Data not provided | Rogue River – Siskiyou National Forest in Northern California/no constraints noted | Pilot | September - December 2012 | Potassium | K, total | µg/L | N | N/A |  |  |  | 639 | 12500 | -1856.1815 | [6 empty] | Data not provided | Data not provided | Data not provided | Data not provided | Data not provided | Data not provided | Data not provided | Data not provided |  | Influent | 3.24 | 9.96 | mg/L | 6.54 | °C | Data not provided | N/A | Data not provided | N/A | 309.7 | mV | 1811 | µS/cm | None | N/A | Data not provided | Data not provided | Data not provided | Data not provided | Data not provided | Data not provided | Data not provided | Data not provided | The short time period of the study and cold weather/cold influent water appear to have had an overall negative effect on establishing robust microbial communities and sustaining sulfate reduction. | Data not provided | Fresh dairy cow manure should be used rather than horse manure - Dairy manure has been shown to contain higher numbers and diversity of SRB than horse or other manure types. Must have a consistent ethanol dose to the barrels. | Data not provided | Same as BCR 4 with the addition of ethanol. Successive alkalinity producing system (SAPS) with manure and limestone | Data not provided | Multiple limits of detection over time of study. Value is the min influent value not qualified as non-detect. Non-detect values is < 5,000.
Treatability Study Technical Memorandum, Blue Ledge Mine Superfund Site, Siskiyou County, California | BLUE LEDGE MINE | CAN000906063 | N/A | N/A | TSP05 | Post operations | BCR 5 | Passive | Successive alkalinity producing system (SAPS) | Pre-treatment | Discharge from reclaimed waste rock pile 1 (WRP1) area (adits, runoff, and groundwater seeps) | N | Pre-treatment | Data not provided | Rogue River – Siskiyou National Forest in Northern California/no constraints noted | Pilot | September - December 2012 | Potassium | K, dissolved | µg/L | N | N/A |  |  |  | 616 | 12300 | -1896.7532 | [6 empty] | Data not provided | Data not provided | Data not provided | Data not provided | Data not provided | Data not provided | Data not provided | Data not provided |  | Influent | 3.24 | 9.96 | mg/L | 6.54 | °C | Data not provided | N/A | Data not provided | N/A | 309.7 | mV | 1811 | µS/cm | None | N/A | Data not provided | Data not provided | Data not provided | Data not provided | Data not provided | Data not provided | Data not provided | Data not provided | The short time period of the study and cold weather/cold influent water appear to have had an overall negative effect on establishing robust microbial communities and sustaining sulfate reduction. | Data not provided | Fresh dairy cow manure should be used rather than horse manure - Dairy manure has been shown to contain higher numbers and diversity of SRB than horse or other manure types. Must have a consistent ethanol dose to the barrels. | Data not provided | Same as BCR 4 with the addition of ethanol. Successive alkalinity producing system (SAPS) with manure and limestone | Data not provided | Multiple limits of detection over time of study. Value is the min influent value not qualified as non-detect. Non-detect values is < 5,000.
Treatability Study Technical Memorandum, Blue Ledge Mine Superfund Site, Siskiyou County, California | BLUE LEDGE MINE | CAN000906063 | N/A | N/A | TSP05 | Post operations | BCR 5 | Passive | Successive alkalinity producing system (SAPS) | Pre-treatment | Discharge from reclaimed waste rock pile 1 (WRP1) area (adits, runoff, and groundwater seeps) | N | Pre-treatment | Data not provided | Rogue River – Siskiyou National Forest in Northern California/no constraints noted | Pilot | September - December 2012 | Potassium | K, total | µg/L | N | N/A | [6 empty] | 520000 | ND | Not Applicable |  |  |  | Data not provided | Data not provided | Data not provided | Data not provided | Data not provided | Data not provided | Data not provided | Data not provided |  | Effluent | 6.14 | 7.74 | mg/L | 15.79 | °C | Data not provided | N/A | Data not provided | N/A | 78.9 | mV | 4040 | µS/cm | None | N/A | Data not provided | Data not provided | Data not provided | Data not provided | Data not provided | Data not provided | Data not provided | Data not provided | The short time period of the study and cold weather/cold influent water appear to have had an overall negative effect on establishing robust microbial communities and sustaining sulfate reduction. | Data not provided | Fresh dairy cow manure should be used rather than horse manure - Dairy manure has been shown to contain higher numbers and diversity of SRB than horse or other manure types. Must have a consistent ethanol dose to the barrels. | Data not provided | Same as BCR 4 with the addition of ethanol. Successive alkalinity producing system (SAPS) with manure and limestone | Data not provided | Multiple limits of detection over time of study. Value is the max effluent value not qualified as non-detect. Non-detect values is < 5,000. | ND = non-detect
Treatability Study Technical Memorandum, Blue Ledge Mine Superfund Site, Siskiyou County, California | BLUE LEDGE MINE | CAN000906063 | N/A | N/A | TSP05 | Post operations | BCR 5 | Passive | Successive alkalinity producing system (SAPS) | Pre-treatment | Discharge from reclaimed waste rock pile 1 (WRP1) area (adits, runoff, and groundwater seeps) | N | Pre-treatment | Data not provided | Rogue River – Siskiyou National Forest in Northern California/no constraints noted | Pilot | September - December 2012 | Potassium | K, dissolved | µg/L | N | N/A | [6 empty] | 546000 | ND | Not Applicable |  |  |  | Data not provided | Data not provided | Data not provided | Data not provided | Data not provided | Data not provided | Data not provided | Data not provided |  | Effluent | 6.14 | 7.74 | mg/L | 15.79 | °C | Data not provided | N/A | Data not provided | N/A | 78.9 | mV | 4040 | µS/cm | None | N/A | Data not provided | Data not provided | Data not provided | Data not provided | Data not provided | Data not provided | Data not provided | Data not provided | The short time period of the study and cold weather/cold influent water appear to have had an overall negative effect on establishing robust microbial communities and sustaining sulfate reduction. | Data not provided | Fresh dairy cow manure should be used rather than horse manure - Dairy manure has been shown to contain higher numbers and diversity of SRB than horse or other manure types. Must have a consistent ethanol dose to the barrels. | Data not provided | Same as BCR 4 with the addition of ethanol. Successive alkalinity producing system (SAPS) with manure and limestone | Data not provided | Multiple limits of detection over time of study. Value is the max effluent value not qualified as non-detect. Non-detect values is < 5,000. | ND = non-detect
Treatability Study Technical Memorandum, Blue Ledge Mine Superfund Site, Siskiyou County, California | BLUE LEDGE MINE | CAN000906063 | N/A | N/A | TSP05 | Post operations | BCR 5 | Passive | Successive alkalinity producing system (SAPS) | Pre-treatment | Discharge from reclaimed waste rock pile 1 (WRP1) area (adits, runoff, and groundwater seeps) | N | Pre-treatment | Data not provided | Rogue River – Siskiyou National Forest in Northern California/no constraints noted | Pilot | September - December 2012 | Potassium | K, total | µg/L | N | N/A | [9 empty] | 6560 | ND | Not Applicable | Data not provided | Data not provided | Data not provided | Data not provided | Data not provided | Data not provided | Data not provided | Data not provided |  | Effluent | 6.99 | 1.75 | mg/L | 6.55 | °C | Data not provided | N/A | Data not provided | N/A | -221 | mV | 958 | µS/cm | None | N/A | Data not provided | Data not provided | Data not provided | Data not provided | Data not provided | Data not provided | Data not provided | Data not provided | The short time period of the study and cold weather/cold influent water appear to have had an overall negative effect on establishing robust microbial communities and sustaining sulfate reduction. | Data not provided | Fresh dairy cow manure should be used rather than horse manure - Dairy manure has been shown to contain higher numbers and diversity of SRB than horse or other manure types. Must have a consistent ethanol dose to the barrels. | Data not provided | Same as BCR 4 with the addition of ethanol. Successive alkalinity producing system (SAPS) with manure and limestone | Data not provided | Multiple limits of detection over time of study. Value is the min effluent value not qualified as non-detect. Non-detect values is < 5,000. | ND = non-detect
Treatability Study Technical Memorandum, Blue Ledge Mine Superfund Site, Siskiyou County, California | BLUE LEDGE MINE | CAN000906063 | N/A | N/A | TSP05 | Post operations | BCR 5 | Passive | Successive alkalinity producing system (SAPS) | Pre-treatment | Discharge from reclaimed waste rock pile 1 (WRP1) area (adits, runoff, and groundwater seeps) | N | Pre-treatment | Data not provided | Rogue River – Siskiyou National Forest in Northern California/no constraints noted | Pilot | September - December 2012 | Potassium | K, dissolved | µg/L | N | N/A | [9 empty] | 6420 | ND | Not Applicable | Data not provided | Data not provided | Data not provided | Data not provided | Data not provided | Data not provided | Data not provided | Data not provided |  | Effluent | 6.99 | 1.75 | mg/L | 6.55 | °C | Data not provided | N/A | Data not provided | N/A | -221 | mV | 958 | µS/cm | None | N/A | Data not provided | Data not provided | Data not provided | Data not provided | Data not provided | Data not provided | Data not provided | Data not provided | The short time period of the study and cold weather/cold influent water appear to have had an overall negative effect on establishing robust microbial communities and sustaining sulfate reduction. | Data not provided | Fresh dairy cow manure should be used rather than horse manure - Dairy manure has been shown to contain higher numbers and diversity of SRB than horse or other manure types. Must have a consistent ethanol dose to the barrels. | Data not provided | Same as BCR 4 with the addition of ethanol. Successive alkalinity producing system (SAPS) with manure and limestone | Data not provided | Multiple limits of detection over time of study. Value is the min effluent value not qualified as non-detect. Non-detect values is < 5,000. | ND = non-detect
Treatability Study Technical Memorandum, Blue Ledge Mine Superfund Site, Siskiyou County, California | BLUE LEDGE MINE | CAN000906063 | N/A | N/A | TSP01 | Post operations | BCR 1 | Passive | Biochemical reactor (BCR) | No pre-treatment | Discharge from reclaimed waste rock pile 1 (WRP1) area (adits, runoff, and groundwater seeps) | N | BCR without pre-treatment | Data not provided | Rogue River – Siskiyou National Forest in Northern California/no constraints noted | Pilot | September - December 2012 | Magnesium | Mg, total | µg/L | N | N/A | 19800 | 24000 | -21.2121 | [9 empty] | Data not provided | Data not provided | Data not provided | Data not provided | Data not provided | Data not provided | Data not provided | Data not provided |  | Influent | 3.14 | 9.29 | mg/L | 8.83 | °C | Data not provided | N/A | Data not provided | N/A | 225.6 | mV | 1149 | µS/cm | None | N/A | Data not provided | Data not provided | Data not provided | Data not provided | Data not provided | Data not provided | Data not provided | Data not provided | The short time period of the study and cold weather/cold influent water appear to have had an overall negative effect on establishing robust microbial communities and sustaining sulfate reduction. | Data not provided | Fresh dairy cow manure should be used rather than horse manure - Dairy manure has been shown to contain higher numbers and diversity of SRB than horse or other manure types. Must have a consistent ethanol dose to the barrels. | Data not provided | Substrate: standard wood based substrate (wood chips and sawdust) | Data not provided | Data not provided
Treatability Study Technical Memorandum, Blue Ledge Mine Superfund Site, Siskiyou County, California | BLUE LEDGE MINE | CAN000906063 | N/A | N/A | TSP01 | Post operations | BCR 1 | Passive | Biochemical reactor (BCR) | No pre-treatment | Discharge from reclaimed waste rock pile 1 (WRP1) area (adits, runoff, and groundwater seeps) | N | BCR without pre-treatment | Data not provided | Rogue River – Siskiyou National Forest in Northern California/no constraints noted | Pilot | September - December 2012 | Magnesium | Mg, dissolved | µg/L | N | N/A | 21600 | 23100 | -6.9444 | [9 empty] | Data not provided | Data not provided | Data not provided | Data not provided | Data not provided | Data not provided | Data not provided | Data not provided |  | Influent | 3.14 | 9.29 | mg/L | 8.83 | °C | Data not provided | N/A | Data not provided | N/A | 225.6 | mV | 1149 | µS/cm | None | N/A | Data not provided | Data not provided | Data not provided | Data not provided | Data not provided | Data not provided | Data not provided | Data not provided | The short time period of the study and cold weather/cold influent water appear to have had an overall negative effect on establishing robust microbial communities and sustaining sulfate reduction. | Data not provided | Fresh dairy cow manure should be used rather than horse manure - Dairy manure has been shown to contain higher numbers and diversity of SRB than horse or other manure types. Must have a consistent ethanol dose to the barrels. | Data not provided | Substrate: standard wood based substrate (wood chips and sawdust) | Data not provided | Data not provided
Treatability Study Technical Memorandum, Blue Ledge Mine Superfund Site, Siskiyou County, California | BLUE LEDGE MINE | CAN000906063 | N/A | N/A | TSP01 | Post operations | BCR 1 | Passive | Biochemical reactor (BCR) | No pre-treatment | Discharge from reclaimed waste rock pile 1 (WRP1) area (adits, runoff, and groundwater seeps) | N | BCR without pre-treatment | Data not provided | Rogue River – Siskiyou National Forest in Northern California/no constraints noted | Pilot | September - December 2012 | Magnesium | Mg, total | µg/L | N | N/A |  |  |  | 3530 | 15700 | -344.7592 | [6 empty] | Data not provided | Data not provided | Data not provided | Data not provided | Data not provided | Data not provided | Data not provided | Data not provided |  | Influent | 3.07 | 8.64 | mg/L | 5.49 | °C | Data not provided | N/A | Data not provided | N/A | 515.3 | mV | 561 | µS/cm | None | N/A | Data not provided | Data not provided | Data not provided | Data not provided | Data not provided | Data not provided | Data not provided | Data not provided | The short time period of the study and cold weather/cold influent water appear to have had an overall negative effect on establishing robust microbial communities and sustaining sulfate reduction. | Data not provided | Fresh dairy cow manure should be used rather than horse manure - Dairy manure has been shown to contain higher numbers and diversity of SRB than horse or other manure types. Must have a consistent ethanol dose to the barrels. | Data not provided | Substrate: standard wood based substrate (wood chips and sawdust) | Data not provided | Data not provided
Treatability Study Technical Memorandum, Blue Ledge Mine Superfund Site, Siskiyou County, California | BLUE LEDGE MINE | CAN000906063 | N/A | N/A | TSP01 | Post operations | BCR 1 | Passive | Biochemical reactor (BCR) | No pre-treatment | Discharge from reclaimed waste rock pile 1 (WRP1) area (adits, runoff, and groundwater seeps) | N | BCR without pre-treatment | Data not provided | Rogue River – Siskiyou National Forest in Northern California/no constraints noted | Pilot | September - December 2012 | Magnesium | Mg, dissolved | µg/L | N | N/A |  |  |  | 3520 | 15300 | -334.6591 | [6 empty] | Data not provided | Data not provided | Data not provided | Data not provided | Data not provided | Data not provided | Data not provided | Data not provided |  | Influent | 3.07 | 8.64 | mg/L | 5.49 | °C | Data not provided | N/A | Data not provided | N/A | 515.3 | mV | 561 | µS/cm | None | N/A | Data not provided | Data not provided | Data not provided | Data not provided | Data not provided | Data not provided | Data not provided | Data not provided | The short time period of the study and cold weather/cold influent water appear to have had an overall negative effect on establishing robust microbial communities and sustaining sulfate reduction. | Data not provided | Fresh dairy cow manure should be used rather than horse manure - Dairy manure has been shown to contain higher numbers and diversity of SRB than horse or other manure types. Must have a consistent ethanol dose to the barrels. | Data not provided | Substrate: standard wood based substrate (wood chips and sawdust) | Data not provided | Data not provided
Treatability Study Technical Memorandum, Blue Ledge Mine Superfund Site, Siskiyou County, California | BLUE LEDGE MINE | CAN000906063 | N/A | N/A | TSP01 | Post operations | BCR 1 | Passive | Biochemical reactor (BCR) | No pre-treatment | Discharge from reclaimed waste rock pile 1 (WRP1) area (adits, runoff, and groundwater seeps) | N | BCR without pre-treatment | Data not provided | Rogue River – Siskiyou National Forest in Northern California/no constraints noted | Pilot | September - December 2012 | Magnesium | Mg, total | µg/L | N | N/A | [6 empty] | 106000 | 13200 | -703.0303 |  |  |  | Data not provided | Data not provided | Data not provided | Data not provided | Data not provided | Data not provided | Data not provided | Data not provided |  | Effluent | 5.77 | 8.05 | mg/L | 14.73 | °C | Data not provided | N/A | Data not provided | N/A | 249.4 | mV | 2656 | µS/cm | None | N/A | Data not provided | Data not provided | Data not provided | Data not provided | Data not provided | Data not provided | Data not provided | Data not provided | The short time period of the study and cold weather/cold influent water appear to have had an overall negative effect on establishing robust microbial communities and sustaining sulfate reduction. | Data not provided | Fresh dairy cow manure should be used rather than horse manure - Dairy manure has been shown to contain higher numbers and diversity of SRB than horse or other manure types. Must have a consistent ethanol dose to the barrels. | Data not provided | Substrate: standard wood based substrate (wood chips and sawdust) | Data not provided | Data not provided
Treatability Study Technical Memorandum, Blue Ledge Mine Superfund Site, Siskiyou County, California | BLUE LEDGE MINE | CAN000906063 | N/A | N/A | TSP01 | Post operations | BCR 1 | Passive | Biochemical reactor (BCR) | No pre-treatment | Discharge from reclaimed waste rock pile 1 (WRP1) area (adits, runoff, and groundwater seeps) | N | BCR without pre-treatment | Data not provided | Rogue River – Siskiyou National Forest in Northern California/no constraints noted | Pilot | September - December 2012 | Magnesium | Mg, dissolved | µg/L | N | N/A | [6 empty] | 106000 | 13800 | -668.1159 |  |  |  | Data not provided | Data not provided | Data not provided | Data not provided | Data not provided | Data not provided | Data not provided | Data not provided |  | Effluent | 5.77 | 8.05 | mg/L | 14.73 | °C | Data not provided | N/A | Data not provided | N/A | 249.4 | mV | 2656 | µS/cm | None | N/A | Data not provided | Data not provided | Data not provided | Data not provided | Data not provided | Data not provided | Data not provided | Data not provided | The short time period of the study and cold weather/cold influent water appear to have had an overall negative effect on establishing robust microbial communities and sustaining sulfate reduction. | Data not provided | Fresh dairy cow manure should be used rather than horse manure - Dairy manure has been shown to contain higher numbers and diversity of SRB than horse or other manure types. Must have a consistent ethanol dose to the barrels. | Data not provided | Substrate: standard wood based substrate (wood chips and sawdust) | Data not provided | Data not provided
Treatability Study Technical Memorandum, Blue Ledge Mine Superfund Site, Siskiyou County, California | BLUE LEDGE MINE | CAN000906063 | N/A | N/A | TSP01 | Post operations | BCR 1 | Passive | Biochemical reactor (BCR) | No pre-treatment | Discharge from reclaimed waste rock pile 1 (WRP1) area (adits, runoff, and groundwater seeps) | N | BCR without pre-treatment | Data not provided | Rogue River – Siskiyou National Forest in Northern California/no constraints noted | Pilot | September - December 2012 | Magnesium | Mg, total | µg/L | N | N/A | [9 empty] | 10800 | 6500 | -66.1538 | Data not provided | Data not provided | Data not provided | Data not provided | Data not provided | Data not provided | Data not provided | Data not provided |  | Effluent | 6.61 | 2.84 | mg/L | 5.33 | °C | Data not provided | N/A | Data not provided | N/A | -2.3 | mV | 799 | µS/cm | None | N/A | Data not provided | Data not provided | Data not provided | Data not provided | Data not provided | Data not provided | Data not provided | Data not provided | The short time period of the study and cold weather/cold influent water appear to have had an overall negative effect on establishing robust microbial communities and sustaining sulfate reduction. | Data not provided | Fresh dairy cow manure should be used rather than horse manure - Dairy manure has been shown to contain higher numbers and diversity of SRB than horse or other manure types. Must have a consistent ethanol dose to the barrels. | Data not provided | Substrate: standard wood based substrate (wood chips and sawdust) | Data not provided | Data not provided
Treatability Study Technical Memorandum, Blue Ledge Mine Superfund Site, Siskiyou County, California | BLUE LEDGE MINE | CAN000906063 | N/A | N/A | TSP01 | Post operations | BCR 1 | Passive | Biochemical reactor (BCR) | No pre-treatment | Discharge from reclaimed waste rock pile 1 (WRP1) area (adits, runoff, and groundwater seeps) | N | BCR without pre-treatment | Data not provided | Rogue River – Siskiyou National Forest in Northern California/no constraints noted | Pilot | September - December 2012 | Magnesium | Mg, dissolved | µg/L | N | N/A | [9 empty] | 10800 | 6170 | -75.0405 | Data not provided | Data not provided | Data not provided | Data not provided | Data not provided | Data not provided | Data not provided | Data not provided |  | Effluent | 6.61 | 2.84 | mg/L | 5.33 | °C | Data not provided | N/A | Data not provided | N/A | -2.3 | mV | 799 | µS/cm | None | N/A | Data not provided | Data not provided | Data not provided | Data not provided | Data not provided | Data not provided | Data not provided | Data not provided | The short time period of the study and cold weather/cold influent water appear to have had an overall negative effect on establishing robust microbial communities and sustaining sulfate reduction. | Data not provided | Fresh dairy cow manure should be used rather than horse manure - Dairy manure has been shown to contain higher numbers and diversity of SRB than horse or other manure types. Must have a consistent ethanol dose to the barrels. | Data not provided | Substrate: standard wood based substrate (wood chips and sawdust) | Data not provided | Data not provided
Treatability Study Technical Memorandum, Blue Ledge Mine Superfund Site, Siskiyou County, California | BLUE LEDGE MINE | CAN000906063 | N/A | N/A | TSP02 | Post operations | BCR 2 | Passive | Biochemical reactor (BCR) | No pre-treatment | Discharge from reclaimed waste rock pile 1 (WRP1) area (adits, runoff, and groundwater seeps) | N | BCR without pre-treatment | Data not provided | Rogue River – Siskiyou National Forest in Northern California/no constraints noted | Pilot | September - December 2012 | Magnesium | Mg, total | µg/L | N | N/A | 19800 | 25600 | -29.2929 | [9 empty] | Data not provided | Data not provided | Data not provided | Data not provided | Data not provided | Data not provided | Data not provided | Data not provided |  | Influent | 3.14 | 9.29 | mg/L | 8.83 | °C | Data not provided | N/A | Data not provided | N/A | 225.6 | mV | 1149 | µS/cm | None | N/A | Data not provided | Data not provided | Data not provided | Data not provided | Data not provided | Data not provided | Data not provided | Data not provided | The short time period of the study and cold weather/cold influent water appear to have had an overall negative effect on establishing robust microbial communities and sustaining sulfate reduction. | Data not provided | Fresh dairy cow manure should be used rather than horse manure - Dairy manure has been shown to contain higher numbers and diversity of SRB than horse or other manure types. Must have a consistent ethanol dose to the barrels. | Data not provided | Substrate: standard wood based substrate (wood chips and sawdust) with compost (horse manure) | Data not provided | Data not provided
Treatability Study Technical Memorandum, Blue Ledge Mine Superfund Site, Siskiyou County, California | BLUE LEDGE MINE | CAN000906063 | N/A | N/A | TSP02 | Post operations | BCR 2 | Passive | Biochemical reactor (BCR) | No pre-treatment | Discharge from reclaimed waste rock pile 1 (WRP1) area (adits, runoff, and groundwater seeps) | N | BCR without pre-treatment | Data not provided | Rogue River – Siskiyou National Forest in Northern California/no constraints noted | Pilot | September - December 2012 | Magnesium | Mg, dissolved | µg/L | N | N/A | 21600 | 25100 | -16.2037 | [9 empty] | Data not provided | Data not provided | Data not provided | Data not provided | Data not provided | Data not provided | Data not provided | Data not provided |  | Influent | 3.14 | 9.29 | mg/L | 8.83 | °C | Data not provided | N/A | Data not provided | N/A | 225.6 | mV | 1149 | µS/cm | None | N/A | Data not provided | Data not provided | Data not provided | Data not provided | Data not provided | Data not provided | Data not provided | Data not provided | The short time period of the study and cold weather/cold influent water appear to have had an overall negative effect on establishing robust microbial communities and sustaining sulfate reduction. | Data not provided | Fresh dairy cow manure should be used rather than horse manure - Dairy manure has been shown to contain higher numbers and diversity of SRB than horse or other manure types. Must have a consistent ethanol dose to the barrels. | Data not provided | Substrate: standard wood based substrate (wood chips and sawdust) with compost (horse manure) | Data not provided | Data not provided
Treatability Study Technical Memorandum, Blue Ledge Mine Superfund Site, Siskiyou County, California | BLUE LEDGE MINE | CAN000906063 | N/A | N/A | TSP02 | Post operations | BCR 2 | Passive | Biochemical reactor (BCR) | No pre-treatment | Discharge from reclaimed waste rock pile 1 (WRP1) area (adits, runoff, and groundwater seeps) | N | BCR without pre-treatment | Data not provided | Rogue River – Siskiyou National Forest in Northern California/no constraints noted | Pilot | September - December 2012 | Magnesium | Mg, total | µg/L | N | N/A |  |  |  | 3530 | 16000 | -353.2578 | [6 empty] | Data not provided | Data not provided | Data not provided | Data not provided | Data not provided | Data not provided | Data not provided | Data not provided |  | Influent | 3.07 | 8.64 | mg/L | 5.49 | °C | Data not provided | N/A | Data not provided | N/A | 515.3 | mV | 561 | µS/cm | None | N/A | Data not provided | Data not provided | Data not provided | Data not provided | Data not provided | Data not provided | Data not provided | Data not provided | The short time period of the study and cold weather/cold influent water appear to have had an overall negative effect on establishing robust microbial communities and sustaining sulfate reduction. | Data not provided | Fresh dairy cow manure should be used rather than horse manure - Dairy manure has been shown to contain higher numbers and diversity of SRB than horse or other manure types. Must have a consistent ethanol dose to the barrels. | Data not provided | Substrate: standard wood based substrate (wood chips and sawdust) with compost (horse manure) | Data not provided | Data not provided
Treatability Study Technical Memorandum, Blue Ledge Mine Superfund Site, Siskiyou County, California | BLUE LEDGE MINE | CAN000906063 | N/A | N/A | TSP02 | Post operations | BCR 2 | Passive | Biochemical reactor (BCR) | No pre-treatment | Discharge from reclaimed waste rock pile 1 (WRP1) area (adits, runoff, and groundwater seeps) | N | BCR without pre-treatment | Data not provided | Rogue River – Siskiyou National Forest in Northern California/no constraints noted | Pilot | September - December 2012 | Magnesium | Mg, dissolved | µg/L | N | N/A |  |  |  | 3520 | 16200 | -360.2273 | [6 empty] | Data not provided | Data not provided | Data not provided | Data not provided | Data not provided | Data not provided | Data not provided | Data not provided |  | Influent | 3.07 | 8.64 | mg/L | 5.49 | °C | Data not provided | N/A | Data not provided | N/A | 515.3 | mV | 561 | µS/cm | None | N/A | Data not provided | Data not provided | Data not provided | Data not provided | Data not provided | Data not provided | Data not provided | Data not provided | The short time period of the study and cold weather/cold influent water appear to have had an overall negative effect on establishing robust microbial communities and sustaining sulfate reduction. | Data not provided | Fresh dairy cow manure should be used rather than horse manure - Dairy manure has been shown to contain higher numbers and diversity of SRB than horse or other manure types. Must have a consistent ethanol dose to the barrels. | Data not provided | Substrate: standard wood based substrate (wood chips and sawdust) with compost (horse manure) | Data not provided | Data not provided
Treatability Study Technical Memorandum, Blue Ledge Mine Superfund Site, Siskiyou County, California | BLUE LEDGE MINE | CAN000906063 | N/A | N/A | TSP02 | Post operations | BCR 2 | Passive | Biochemical reactor (BCR) | No pre-treatment | Discharge from reclaimed waste rock pile 1 (WRP1) area (adits, runoff, and groundwater seeps) | N | BCR without pre-treatment | Data not provided | Rogue River – Siskiyou National Forest in Northern California/no constraints noted | Pilot | September - December 2012 | Magnesium | Mg, total | µg/L | N | N/A | [6 empty] | 120000 | 13200 | -809.0909 |  |  |  | Data not provided | Data not provided | Data not provided | Data not provided | Data not provided | Data not provided | Data not provided | Data not provided |  | Effluent | 5.55 | 5.45 | mg/L | 14.93 | °C | Data not provided | N/A | Data not provided | N/A | 79 | mV | 5425 | µS/cm | None | N/A | Data not provided | Data not provided | Data not provided | Data not provided | Data not provided | Data not provided | Data not provided | Data not provided | The short time period of the study and cold weather/cold influent water appear to have had an overall negative effect on establishing robust microbial communities and sustaining sulfate reduction. | Data not provided | Fresh dairy cow manure should be used rather than horse manure - Dairy manure has been shown to contain higher numbers and diversity of SRB than horse or other manure types. Must have a consistent ethanol dose to the barrels. | Data not provided | Substrate: standard wood based substrate (wood chips and sawdust) with compost (horse manure) | Data not provided | Data not provided
Treatability Study Technical Memorandum, Blue Ledge Mine Superfund Site, Siskiyou County, California | BLUE LEDGE MINE | CAN000906063 | N/A | N/A | TSP02 | Post operations | BCR 2 | Passive | Biochemical reactor (BCR) | No pre-treatment | Discharge from reclaimed waste rock pile 1 (WRP1) area (adits, runoff, and groundwater seeps) | N | BCR without pre-treatment | Data not provided | Rogue River – Siskiyou National Forest in Northern California/no constraints noted | Pilot | September - December 2012 | Magnesium | Mg, dissolved | µg/L | N | N/A | [6 empty] | 110000 | 13800 | -697.1014 |  |  |  | Data not provided | Data not provided | Data not provided | Data not provided | Data not provided | Data not provided | Data not provided | Data not provided |  | Effluent | 5.55 | 5.45 | mg/L | 14.93 | °C | Data not provided | N/A | Data not provided | N/A | 79 | mV | 5425 | µS/cm | None | N/A | Data not provided | Data not provided | Data not provided | Data not provided | Data not provided | Data not provided | Data not provided | Data not provided | The short time period of the study and cold weather/cold influent water appear to have had an overall negative effect on establishing robust microbial communities and sustaining sulfate reduction. | Data not provided | Fresh dairy cow manure should be used rather than horse manure - Dairy manure has been shown to contain higher numbers and diversity of SRB than horse or other manure types. Must have a consistent ethanol dose to the barrels. | Data not provided | Substrate: standard wood based substrate (wood chips and sawdust) with compost (horse manure) | Data not provided | Data not provided
Treatability Study Technical Memorandum, Blue Ledge Mine Superfund Site, Siskiyou County, California | BLUE LEDGE MINE | CAN000906063 | N/A | N/A | TSP02 | Post operations | BCR 2 | Passive | Biochemical reactor (BCR) | No pre-treatment | Discharge from reclaimed waste rock pile 1 (WRP1) area (adits, runoff, and groundwater seeps) | N | BCR without pre-treatment | Data not provided | Rogue River – Siskiyou National Forest in Northern California/no constraints noted | Pilot | September - December 2012 | Magnesium | Mg, total | µg/L | N | N/A | [9 empty] | 11300 | 6500 | -73.8462 | Data not provided | Data not provided | Data not provided | Data not provided | Data not provided | Data not provided | Data not provided | Data not provided |  | Effluent | 6.33 | 4.77 | mg/L | 5.69 | °C | Data not provided | N/A | Data not provided | N/A | -102.9 | mV | 698 | µS/cm | None | N/A | Data not provided | Data not provided | Data not provided | Data not provided | Data not provided | Data not provided | Data not provided | Data not provided | The short time period of the study and cold weather/cold influent water appear to have had an overall negative effect on establishing robust microbial communities and sustaining sulfate reduction. | Data not provided | Fresh dairy cow manure should be used rather than horse manure - Dairy manure has been shown to contain higher numbers and diversity of SRB than horse or other manure types. Must have a consistent ethanol dose to the barrels. | Data not provided | Substrate: standard wood based substrate (wood chips and sawdust) with compost (horse manure) | Data not provided | Data not provided
Treatability Study Technical Memorandum, Blue Ledge Mine Superfund Site, Siskiyou County, California | BLUE LEDGE MINE | CAN000906063 | N/A | N/A | TSP02 | Post operations | BCR 2 | Passive | Biochemical reactor (BCR) | No pre-treatment | Discharge from reclaimed waste rock pile 1 (WRP1) area (adits, runoff, and groundwater seeps) | N | BCR without pre-treatment | Data not provided | Rogue River – Siskiyou National Forest in Northern California/no constraints noted | Pilot | September - December 2012 | Magnesium | Mg, dissolved | µg/L | N | N/A | [9 empty] | 11300 | 6170 | -83.1442 | Data not provided | Data not provided | Data not provided | Data not provided | Data not provided | Data not provided | Data not provided | Data not provided |  | Effluent | 6.33 | 4.77 | mg/L | 5.69 | °C | Data not provided | N/A | Data not provided | N/A | -102.9 | mV | 698 | µS/cm | None | N/A | Data not provided | Data not provided | Data not provided | Data not provided | Data not provided | Data not provided | Data not provided | Data not provided | The short time period of the study and cold weather/cold influent water appear to have had an overall negative effect on establishing robust microbial communities and sustaining sulfate reduction. | Data not provided | Fresh dairy cow manure should be used rather than horse manure - Dairy manure has been shown to contain higher numbers and diversity of SRB than horse or other manure types. Must have a consistent ethanol dose to the barrels. | Data not provided | Substrate: standard wood based substrate (wood chips and sawdust) with compost (horse manure) | Data not provided | Data not provided
Treatability Study Technical Memorandum, Blue Ledge Mine Superfund Site, Siskiyou County, California | BLUE LEDGE MINE | CAN000906063 | N/A | N/A | TSP03 | Post operations | BCR 3 | Passive | Biochemical reactor (BCR) | No pre-treatment | Discharge from reclaimed waste rock pile 1 (WRP1) area (adits, runoff, and groundwater seeps) | N | BCR without pre-treatment | Data not provided | Rogue River – Siskiyou National Forest in Northern California/no constraints noted | Pilot | September - December 2012 | Magnesium | Mg, total | µg/L | N | N/A | 19800 | 67300 | -239.899 | [9 empty] | Data not provided | Data not provided | Data not provided | Data not provided | Data not provided | Data not provided | Data not provided | Data not provided |  | Influent | 3.14 | 9.29 | mg/L | 8.83 | °C | Data not provided | N/A | Data not provided | N/A | 225.6 | mV | 1149 | µS/cm | None | N/A | Data not provided | Data not provided | Data not provided | Data not provided | Data not provided | Data not provided | Data not provided | Data not provided | The short time period of the study and cold weather/cold influent water appear to have had an overall negative effect on establishing robust microbial communities and sustaining sulfate reduction. | Data not provided | Fresh dairy cow manure should be used rather than horse manure - Dairy manure has been shown to contain higher numbers and diversity of SRB than horse or other manure types. Must have a consistent ethanol dose to the barrels. | Data not provided | Substrate: ChitoRem | Data not provided | Data not provided
Treatability Study Technical Memorandum, Blue Ledge Mine Superfund Site, Siskiyou County, California | BLUE LEDGE MINE | CAN000906063 | N/A | N/A | TSP03 | Post operations | BCR 3 | Passive | Biochemical reactor (BCR) | No pre-treatment | Discharge from reclaimed waste rock pile 1 (WRP1) area (adits, runoff, and groundwater seeps) | N | BCR without pre-treatment | Data not provided | Rogue River – Siskiyou National Forest in Northern California/no constraints noted | Pilot | September - December 2012 | Magnesium | Mg, dissolved | µg/L | N | N/A | 21600 | 64400 | -198.1481 | [9 empty] | Data not provided | Data not provided | Data not provided | Data not provided | Data not provided | Data not provided | Data not provided | Data not provided |  | Influent | 3.14 | 9.29 | mg/L | 8.83 | °C | Data not provided | N/A | Data not provided | N/A | 225.6 | mV | 1149 | µS/cm | None | N/A | Data not provided | Data not provided | Data not provided | Data not provided | Data not provided | Data not provided | Data not provided | Data not provided | The short time period of the study and cold weather/cold influent water appear to have had an overall negative effect on establishing robust microbial communities and sustaining sulfate reduction. | Data not provided | Fresh dairy cow manure should be used rather than horse manure - Dairy manure has been shown to contain higher numbers and diversity of SRB than horse or other manure types. Must have a consistent ethanol dose to the barrels. | Data not provided | Substrate: ChitoRem | Data not provided | Data not provided
Treatability Study Technical Memorandum, Blue Ledge Mine Superfund Site, Siskiyou County, California | BLUE LEDGE MINE | CAN000906063 | N/A | N/A | TSP03 | Post operations | BCR 3 | Passive | Biochemical reactor (BCR) | No pre-treatment | Discharge from reclaimed waste rock pile 1 (WRP1) area (adits, runoff, and groundwater seeps) | N | BCR without pre-treatment | Data not provided | Rogue River – Siskiyou National Forest in Northern California/no constraints noted | Pilot | September - December 2012 | Magnesium | Mg, total | µg/L | N | N/A |  |  |  | 3530 | 43000 | -1118.1303 | [6 empty] | Data not provided | Data not provided | Data not provided | Data not provided | Data not provided | Data not provided | Data not provided | Data not provided |  | Influent | 3.07 | 8.64 | mg/L | 5.49 | °C | Data not provided | N/A | Data not provided | N/A | 515.3 | mV | 561 | µS/cm | None | N/A | Data not provided | Data not provided | Data not provided | Data not provided | Data not provided | Data not provided | Data not provided | Data not provided | The short time period of the study and cold weather/cold influent water appear to have had an overall negative effect on establishing robust microbial communities and sustaining sulfate reduction. | Data not provided | Fresh dairy cow manure should be used rather than horse manure - Dairy manure has been shown to contain higher numbers and diversity of SRB than horse or other manure types. Must have a consistent ethanol dose to the barrels. | Data not provided | Substrate: ChitoRem | Data not provided | Data not provided
Treatability Study Technical Memorandum, Blue Ledge Mine Superfund Site, Siskiyou County, California | BLUE LEDGE MINE | CAN000906063 | N/A | N/A | TSP03 | Post operations | BCR 3 | Passive | Biochemical reactor (BCR) | No pre-treatment | Discharge from reclaimed waste rock pile 1 (WRP1) area (adits, runoff, and groundwater seeps) | N | BCR without pre-treatment | Data not provided | Rogue River – Siskiyou National Forest in Northern California/no constraints noted | Pilot | September - December 2012 | Magnesium | Mg, dissolved | µg/L | N | N/A |  |  |  | 3520 | 39700 | -1027.8409 | [6 empty] | Data not provided | Data not provided | Data not provided | Data not provided | Data not provided | Data not provided | Data not provided | Data not provided |  | Influent | 3.07 | 8.64 | mg/L | 5.49 | °C | Data not provided | N/A | Data not provided | N/A | 515.3 | mV | 561 | µS/cm | None | N/A | Data not provided | Data not provided | Data not provided | Data not provided | Data not provided | Data not provided | Data not provided | Data not provided | The short time period of the study and cold weather/cold influent water appear to have had an overall negative effect on establishing robust microbial communities and sustaining sulfate reduction. | Data not provided | Fresh dairy cow manure should be used rather than horse manure - Dairy manure has been shown to contain higher numbers and diversity of SRB than horse or other manure types. Must have a consistent ethanol dose to the barrels. | Data not provided | Substrate: ChitoRem | Data not provided | Data not provided
Treatability Study Technical Memorandum, Blue Ledge Mine Superfund Site, Siskiyou County, California | BLUE LEDGE MINE | CAN000906063 | N/A | N/A | TSP03 | Post operations | BCR 3 | Passive | Biochemical reactor (BCR) | No pre-treatment | Discharge from reclaimed waste rock pile 1 (WRP1) area (adits, runoff, and groundwater seeps) | N | BCR without pre-treatment | Data not provided | Rogue River – Siskiyou National Forest in Northern California/no constraints noted | Pilot | September - December 2012 | Magnesium | Mg, total | µg/L | N | N/A | [6 empty] | 899000 | 13200 | -6710.6061 |  |  |  | Data not provided | Data not provided | Data not provided | Data not provided | Data not provided | Data not provided | Data not provided | Data not provided |  | Effluent | 7.16 | 2.12 | mg/L | 15.37 | °C | Data not provided | N/A | Data not provided | N/A | -107.2 | mV | 29030 | µS/cm | None | N/A | Data not provided | Data not provided | Data not provided | Data not provided | Data not provided | Data not provided | Data not provided | Data not provided | The short time period of the study and cold weather/cold influent water appear to have had an overall negative effect on establishing robust microbial communities and sustaining sulfate reduction. | Data not provided | Fresh dairy cow manure should be used rather than horse manure - Dairy manure has been shown to contain higher numbers and diversity of SRB than horse or other manure types. Must have a consistent ethanol dose to the barrels. | Data not provided | Substrate: ChitoRem | Data not provided | Data not provided
Treatability Study Technical Memorandum, Blue Ledge Mine Superfund Site, Siskiyou County, California | BLUE LEDGE MINE | CAN000906063 | N/A | N/A | TSP03 | Post operations | BCR 3 | Passive | Biochemical reactor (BCR) | No pre-treatment | Discharge from reclaimed waste rock pile 1 (WRP1) area (adits, runoff, and groundwater seeps) | N | BCR without pre-treatment | Data not provided | Rogue River – Siskiyou National Forest in Northern California/no constraints noted | Pilot | September - December 2012 | Magnesium | Mg, dissolved | µg/L | N | N/A | [6 empty] | 794000 | 13800 | -5653.6232 |  |  |  | Data not provided | Data not provided | Data not provided | Data not provided | Data not provided | Data not provided | Data not provided | Data not provided |  | Effluent | 7.16 | 2.12 | mg/L | 15.37 | °C | Data not provided | N/A | Data not provided | N/A | -107.2 | mV | 29030 | µS/cm | None | N/A | Data not provided | Data not provided | Data not provided | Data not provided | Data not provided | Data not provided | Data not provided | Data not provided | The short time period of the study and cold weather/cold influent water appear to have had an overall negative effect on establishing robust microbial communities and sustaining sulfate reduction. | Data not provided | Fresh dairy cow manure should be used rather than horse manure - Dairy manure has been shown to contain higher numbers and diversity of SRB than horse or other manure types. Must have a consistent ethanol dose to the barrels. | Data not provided | Substrate: ChitoRem | Data not provided | Data not provided
Treatability Study Technical Memorandum, Blue Ledge Mine Superfund Site, Siskiyou County, California | BLUE LEDGE MINE | CAN000906063 | N/A | N/A | TSP03 | Post operations | BCR 3 | Passive | Biochemical reactor (BCR) | No pre-treatment | Discharge from reclaimed waste rock pile 1 (WRP1) area (adits, runoff, and groundwater seeps) | N | BCR without pre-treatment | Data not provided | Rogue River – Siskiyou National Forest in Northern California/no constraints noted | Pilot | September - December 2012 | Magnesium | Mg, total | µg/L | N | N/A | [9 empty] | 26500 | 6500 | -307.6923 | Data not provided | Data not provided | Data not provided | Data not provided | Data not provided | Data not provided | Data not provided | Data not provided |  | Effluent | 7.22 | 1.89 | mg/L | 5.47 | °C | Data not provided | N/A | Data not provided | N/A | -134.2 | mV | 3074 | µS/cm | None | N/A | Data not provided | Data not provided | Data not provided | Data not provided | Data not provided | Data not provided | Data not provided | Data not provided | The short time period of the study and cold weather/cold influent water appear to have had an overall negative effect on establishing robust microbial communities and sustaining sulfate reduction. | Data not provided | Fresh dairy cow manure should be used rather than horse manure - Dairy manure has been shown to contain higher numbers and diversity of SRB than horse or other manure types. Must have a consistent ethanol dose to the barrels. | Data not provided | Substrate: ChitoRem | Data not provided | Data not provided
Treatability Study Technical Memorandum, Blue Ledge Mine Superfund Site, Siskiyou County, California | BLUE LEDGE MINE | CAN000906063 | N/A | N/A | TSP03 | Post operations | BCR 3 | Passive | Biochemical reactor (BCR) | No pre-treatment | Discharge from reclaimed waste rock pile 1 (WRP1) area (adits, runoff, and groundwater seeps) | N | BCR without pre-treatment | Data not provided | Rogue River – Siskiyou National Forest in Northern California/no constraints noted | Pilot | September - December 2012 | Magnesium | Mg, dissolved | µg/L | N | N/A | [9 empty] | 26000 | 6170 | -321.3938 | Data not provided | Data not provided | Data not provided | Data not provided | Data not provided | Data not provided | Data not provided | Data not provided |  | Effluent | 7.22 | 1.89 | mg/L | 5.47 | °C | Data not provided | N/A | Data not provided | N/A | -134.2 | mV | 3074 | µS/cm | None | N/A | Data not provided | Data not provided | Data not provided | Data not provided | Data not provided | Data not provided | Data not provided | Data not provided | The short time period of the study and cold weather/cold influent water appear to have had an overall negative effect on establishing robust microbial communities and sustaining sulfate reduction. | Data not provided | Fresh dairy cow manure should be used rather than horse manure - Dairy manure has been shown to contain higher numbers and diversity of SRB than horse or other manure types. Must have a consistent ethanol dose to the barrels. | Data not provided | Substrate: ChitoRem | Data not provided | Data not provided
Treatability Study Technical Memorandum, Blue Ledge Mine Superfund Site, Siskiyou County, California | BLUE LEDGE MINE | CAN000906063 | N/A | N/A | TSP04 | Post operations | BCR 4 | Passive | Successive alkalinity producing system (SAPS) | Pre-treatment | Discharge from reclaimed waste rock pile 1 (WRP1) area (adits, runoff, and groundwater seeps) | N | Pre-treatment | Data not provided | Rogue River – Siskiyou National Forest in Northern California/no constraints noted | Pilot | September - December 2012 | Magnesium | Mg, total | µg/L | N | N/A | 19800 | 40500 | -104.5455 | [9 empty] | Data not provided | Data not provided | Data not provided | Data not provided | Data not provided | Data not provided | Data not provided | Data not provided |  | Influent | 3.14 | 9.29 | mg/L | 8.83 | °C | Data not provided | N/A | Data not provided | N/A | 225.6 | mV | 1149 | µS/cm | None | N/A | Data not provided | Data not provided | Data not provided | Data not provided | Data not provided | Data not provided | Data not provided | Data not provided | The short time period of the study and cold weather/cold influent water appear to have had an overall negative effect on establishing robust microbial communities and sustaining sulfate reduction. | Data not provided | Fresh dairy cow manure should be used rather than horse manure - Dairy manure has been shown to contain higher numbers and diversity of SRB than horse or other manure types. Must have a consistent ethanol dose to the barrels. | Data not provided | Successive alkalinity producing system (SAPS) with manure and limestone | Data not provided | Data not provided
Treatability Study Technical Memorandum, Blue Ledge Mine Superfund Site, Siskiyou County, California | BLUE LEDGE MINE | CAN000906063 | N/A | N/A | TSP04 | Post operations | BCR 4 | Passive | Successive alkalinity producing system (SAPS) | Pre-treatment | Discharge from reclaimed waste rock pile 1 (WRP1) area (adits, runoff, and groundwater seeps) | N | Pre-treatment | Data not provided | Rogue River – Siskiyou National Forest in Northern California/no constraints noted | Pilot | September - December 2012 | Magnesium | Mg, dissolved | µg/L | N | N/A | 21600 | 41700 | -93.0556 | [9 empty] | Data not provided | Data not provided | Data not provided | Data not provided | Data not provided | Data not provided | Data not provided | Data not provided |  | Influent | 3.14 | 9.29 | mg/L | 8.83 | °C | Data not provided | N/A | Data not provided | N/A | 225.6 | mV | 1149 | µS/cm | None | N/A | Data not provided | Data not provided | Data not provided | Data not provided | Data not provided | Data not provided | Data not provided | Data not provided | The short time period of the study and cold weather/cold influent water appear to have had an overall negative effect on establishing robust microbial communities and sustaining sulfate reduction. | Data not provided | Fresh dairy cow manure should be used rather than horse manure - Dairy manure has been shown to contain higher numbers and diversity of SRB than horse or other manure types. Must have a consistent ethanol dose to the barrels. | Data not provided | Successive alkalinity producing system (SAPS) with manure and limestone | Data not provided | Data not provided
Treatability Study Technical Memorandum, Blue Ledge Mine Superfund Site, Siskiyou County, California | BLUE LEDGE MINE | CAN000906063 | N/A | N/A | TSP04 | Post operations | BCR 4 | Passive | Successive alkalinity producing system (SAPS) | Pre-treatment | Discharge from reclaimed waste rock pile 1 (WRP1) area (adits, runoff, and groundwater seeps) | N | Pre-treatment | Data not provided | Rogue River – Siskiyou National Forest in Northern California/no constraints noted | Pilot | September - December 2012 | Magnesium | Mg, total | µg/L | N | N/A |  |  |  | 3530 | 19800 | -460.9065 | [6 empty] | Data not provided | Data not provided | Data not provided | Data not provided | Data not provided | Data not provided | Data not provided | Data not provided |  | Influent | 3.07 | 8.64 | mg/L | 5.49 | °C | Data not provided | N/A | Data not provided | N/A | 515.3 | mV | 561 | µS/cm | None | N/A | Data not provided | Data not provided | Data not provided | Data not provided | Data not provided | Data not provided | Data not provided | Data not provided | The short time period of the study and cold weather/cold influent water appear to have had an overall negative effect on establishing robust microbial communities and sustaining sulfate reduction. | Data not provided | Fresh dairy cow manure should be used rather than horse manure - Dairy manure has been shown to contain higher numbers and diversity of SRB than horse or other manure types. Must have a consistent ethanol dose to the barrels. | Data not provided | Successive alkalinity producing system (SAPS) with manure and limestone | Data not provided | Data not provided
Treatability Study Technical Memorandum, Blue Ledge Mine Superfund Site, Siskiyou County, California | BLUE LEDGE MINE | CAN000906063 | N/A | N/A | TSP04 | Post operations | BCR 4 | Passive | Successive alkalinity producing system (SAPS) | Pre-treatment | Discharge from reclaimed waste rock pile 1 (WRP1) area (adits, runoff, and groundwater seeps) | N | Pre-treatment | Data not provided | Rogue River – Siskiyou National Forest in Northern California/no constraints noted | Pilot | September - December 2012 | Magnesium | Mg, dissolved | µg/L | N | N/A |  |  |  | 3520 | 20100 | -471.0227 | [6 empty] | Data not provided | Data not provided | Data not provided | Data not provided | Data not provided | Data not provided | Data not provided | Data not provided |  | Influent | 3.07 | 8.64 | mg/L | 5.49 | °C | Data not provided | N/A | Data not provided | N/A | 515.3 | mV | 561 | µS/cm | None | N/A | Data not provided | Data not provided | Data not provided | Data not provided | Data not provided | Data not provided | Data not provided | Data not provided | The short time period of the study and cold weather/cold influent water appear to have had an overall negative effect on establishing robust microbial communities and sustaining sulfate reduction. | Data not provided | Fresh dairy cow manure should be used rather than horse manure - Dairy manure has been shown to contain higher numbers and diversity of SRB than horse or other manure types. Must have a consistent ethanol dose to the barrels. | Data not provided | Successive alkalinity producing system (SAPS) with manure and limestone | Data not provided | Data not provided
Treatability Study Technical Memorandum, Blue Ledge Mine Superfund Site, Siskiyou County, California | BLUE LEDGE MINE | CAN000906063 | N/A | N/A | TSP04 | Post operations | BCR 4 | Passive | Successive alkalinity producing system (SAPS) | Pre-treatment | Discharge from reclaimed waste rock pile 1 (WRP1) area (adits, runoff, and groundwater seeps) | N | Pre-treatment | Data not provided | Rogue River – Siskiyou National Forest in Northern California/no constraints noted | Pilot | September - December 2012 | Magnesium | Mg, total | µg/L | N | N/A | [6 empty] | 94800 | 13200 | -618.1818 |  |  |  | Data not provided | Data not provided | Data not provided | Data not provided | Data not provided | Data not provided | Data not provided | Data not provided |  | Effluent | 7.15 | 4.64 | mg/L | 15.84 | °C | Data not provided | N/A | Data not provided | N/A | -24 | mV | 2969 | µS/cm | None | N/A | Data not provided | Data not provided | Data not provided | Data not provided | Data not provided | Data not provided | Data not provided | Data not provided | The short time period of the study and cold weather/cold influent water appear to have had an overall negative effect on establishing robust microbial communities and sustaining sulfate reduction. | Data not provided | Fresh dairy cow manure should be used rather than horse manure - Dairy manure has been shown to contain higher numbers and diversity of SRB than horse or other manure types. Must have a consistent ethanol dose to the barrels. | Data not provided | Successive alkalinity producing system (SAPS) with manure and limestone | Data not provided | Data not provided
Treatability Study Technical Memorandum, Blue Ledge Mine Superfund Site, Siskiyou County, California | BLUE LEDGE MINE | CAN000906063 | N/A | N/A | TSP04 | Post operations | BCR 4 | Passive | Successive alkalinity producing system (SAPS) | Pre-treatment | Discharge from reclaimed waste rock pile 1 (WRP1) area (adits, runoff, and groundwater seeps) | N | Pre-treatment | Data not provided | Rogue River – Siskiyou National Forest in Northern California/no constraints noted | Pilot | September - December 2012 | Magnesium | Mg, dissolved | µg/L | N | N/A | [6 empty] | 93200 | 13800 | -575.3623 |  |  |  | Data not provided | Data not provided | Data not provided | Data not provided | Data not provided | Data not provided | Data not provided | Data not provided |  | Effluent | 7.15 | 4.64 | mg/L | 15.84 | °C | Data not provided | N/A | Data not provided | N/A | -24 | mV | 2969 | µS/cm | None | N/A | Data not provided | Data not provided | Data not provided | Data not provided | Data not provided | Data not provided | Data not provided | Data not provided | The short time period of the study and cold weather/cold influent water appear to have had an overall negative effect on establishing robust microbial communities and sustaining sulfate reduction. | Data not provided | Fresh dairy cow manure should be used rather than horse manure - Dairy manure has been shown to contain higher numbers and diversity of SRB than horse or other manure types. Must have a consistent ethanol dose to the barrels. | Data not provided | Successive alkalinity producing system (SAPS) with manure and limestone | Data not provided | Data not provided
Treatability Study Technical Memorandum, Blue Ledge Mine Superfund Site, Siskiyou County, California | BLUE LEDGE MINE | CAN000906063 | N/A | N/A | TSP04 | Post operations | BCR 4 | Passive | Successive alkalinity producing system (SAPS) | Pre-treatment | Discharge from reclaimed waste rock pile 1 (WRP1) area (adits, runoff, and groundwater seeps) | N | Pre-treatment | Data not provided | Rogue River – Siskiyou National Forest in Northern California/no constraints noted | Pilot | September - December 2012 | Magnesium | Mg, total | µg/L | N | N/A | [9 empty] | 12300 | 6500 | -89.2308 | Data not provided | Data not provided | Data not provided | Data not provided | Data not provided | Data not provided | Data not provided | Data not provided |  | Effluent | 6.98 | 2.44 | mg/L | 5.35 | °C | Data not provided | N/A | Data not provided | N/A | -150.4 | mV | 638 | µS/cm | None | N/A | Data not provided | Data not provided | Data not provided | Data not provided | Data not provided | Data not provided | Data not provided | Data not provided | The short time period of the study and cold weather/cold influent water appear to have had an overall negative effect on establishing robust microbial communities and sustaining sulfate reduction. | Data not provided | Fresh dairy cow manure should be used rather than horse manure - Dairy manure has been shown to contain higher numbers and diversity of SRB than horse or other manure types. Must have a consistent ethanol dose to the barrels. | Data not provided | Successive alkalinity producing system (SAPS) with manure and limestone | Data not provided | Data not provided
Treatability Study Technical Memorandum, Blue Ledge Mine Superfund Site, Siskiyou County, California | BLUE LEDGE MINE | CAN000906063 | N/A | N/A | TSP04 | Post operations | BCR 4 | Passive | Successive alkalinity producing system (SAPS) | Pre-treatment | Discharge from reclaimed waste rock pile 1 (WRP1) area (adits, runoff, and groundwater seeps) | N | Pre-treatment | Data not provided | Rogue River – Siskiyou National Forest in Northern California/no constraints noted | Pilot | September - December 2012 | Magnesium | Mg, dissolved | µg/L | N | N/A | [9 empty] | 11900 | 6170 | -92.8687 | Data not provided | Data not provided | Data not provided | Data not provided | Data not provided | Data not provided | Data not provided | Data not provided |  | Effluent | 6.98 | 2.44 | mg/L | 5.35 | °C | Data not provided | N/A | Data not provided | N/A | -150.4 | mV | 638 | µS/cm | None | N/A | Data not provided | Data not provided | Data not provided | Data not provided | Data not provided | Data not provided | Data not provided | Data not provided | The short time period of the study and cold weather/cold influent water appear to have had an overall negative effect on establishing robust microbial communities and sustaining sulfate reduction. | Data not provided | Fresh dairy cow manure should be used rather than horse manure - Dairy manure has been shown to contain higher numbers and diversity of SRB than horse or other manure types. Must have a consistent ethanol dose to the barrels. | Data not provided | Successive alkalinity producing system (SAPS) with manure and limestone | Data not provided | Data not provided
Treatability Study Technical Memorandum, Blue Ledge Mine Superfund Site, Siskiyou County, California | BLUE LEDGE MINE | CAN000906063 | N/A | N/A | TSP05 | Post operations | BCR 5 | Passive | Successive alkalinity producing system (SAPS) | Pre-treatment | Discharge from reclaimed waste rock pile 1 (WRP1) area (adits, runoff, and groundwater seeps) | N | Pre-treatment | Data not provided | Rogue River – Siskiyou National Forest in Northern California/no constraints noted | Pilot | September - December 2012 | Magnesium | Mg, total | µg/L | N | N/A | 19800 | 37900 | -91.4141 | [9 empty] | Data not provided | Data not provided | Data not provided | Data not provided | Data not provided | Data not provided | Data not provided | Data not provided |  | Influent | 3.14 | 9.29 | mg/L | 8.83 | °C | Data not provided | N/A | Data not provided | N/A | 225.6 | mV | 1149 | µS/cm | None | N/A | Data not provided | Data not provided | Data not provided | Data not provided | Data not provided | Data not provided | Data not provided | Data not provided | The short time period of the study and cold weather/cold influent water appear to have had an overall negative effect on establishing robust microbial communities and sustaining sulfate reduction. | Data not provided | Fresh dairy cow manure should be used rather than horse manure - Dairy manure has been shown to contain higher numbers and diversity of SRB than horse or other manure types. Must have a consistent ethanol dose to the barrels. | Data not provided | Same as BCR 4 with the addition of ethanol. Successive alkalinity producing system (SAPS) with manure and limestone | Data not provided | Data not provided
Treatability Study Technical Memorandum, Blue Ledge Mine Superfund Site, Siskiyou County, California | BLUE LEDGE MINE | CAN000906063 | N/A | N/A | TSP05 | Post operations | BCR 5 | Passive | Successive alkalinity producing system (SAPS) | Pre-treatment | Discharge from reclaimed waste rock pile 1 (WRP1) area (adits, runoff, and groundwater seeps) | N | Pre-treatment | Data not provided | Rogue River – Siskiyou National Forest in Northern California/no constraints noted | Pilot | September - December 2012 | Magnesium | Mg, dissolved | µg/L | N | N/A | 21600 | 40200 | -86.1111 | [9 empty] | Data not provided | Data not provided | Data not provided | Data not provided | Data not provided | Data not provided | Data not provided | Data not provided |  | Influent | 3.14 | 9.29 | mg/L | 8.83 | °C | Data not provided | N/A | Data not provided | N/A | 225.6 | mV | 1149 | µS/cm | None | N/A | Data not provided | Data not provided | Data not provided | Data not provided | Data not provided | Data not provided | Data not provided | Data not provided | The short time period of the study and cold weather/cold influent water appear to have had an overall negative effect on establishing robust microbial communities and sustaining sulfate reduction. | Data not provided | Fresh dairy cow manure should be used rather than horse manure - Dairy manure has been shown to contain higher numbers and diversity of SRB than horse or other manure types. Must have a consistent ethanol dose to the barrels. | Data not provided | Same as BCR 4 with the addition of ethanol. Successive alkalinity producing system (SAPS) with manure and limestone | Data not provided | Data not provided
Treatability Study Technical Memorandum, Blue Ledge Mine Superfund Site, Siskiyou County, California | BLUE LEDGE MINE | CAN000906063 | N/A | N/A | TSP05 | Post operations | BCR 5 | Passive | Successive alkalinity producing system (SAPS) | Pre-treatment | Discharge from reclaimed waste rock pile 1 (WRP1) area (adits, runoff, and groundwater seeps) | N | Pre-treatment | Data not provided | Rogue River – Siskiyou National Forest in Northern California/no constraints noted | Pilot | September - December 2012 | Magnesium | Mg, total | µg/L | N | N/A |  |  |  | 3530 | 17900 | -407.0822 | [6 empty] | Data not provided | Data not provided | Data not provided | Data not provided | Data not provided | Data not provided | Data not provided | Data not provided |  | Influent | 3.07 | 8.64 | mg/L | 5.49 | °C | Data not provided | N/A | Data not provided | N/A | 515.3 | mV | 561 | µS/cm | None | N/A | Data not provided | Data not provided | Data not provided | Data not provided | Data not provided | Data not provided | Data not provided | Data not provided | The short time period of the study and cold weather/cold influent water appear to have had an overall negative effect on establishing robust microbial communities and sustaining sulfate reduction. | Data not provided | Fresh dairy cow manure should be used rather than horse manure - Dairy manure has been shown to contain higher numbers and diversity of SRB than horse or other manure types. Must have a consistent ethanol dose to the barrels. | Data not provided | Same as BCR 4 with the addition of ethanol. Successive alkalinity producing system (SAPS) with manure and limestone | Data not provided | Data not provided
Treatability Study Technical Memorandum, Blue Ledge Mine Superfund Site, Siskiyou County, California | BLUE LEDGE MINE | CAN000906063 | N/A | N/A | TSP05 | Post operations | BCR 5 | Passive | Successive alkalinity producing system (SAPS) | Pre-treatment | Discharge from reclaimed waste rock pile 1 (WRP1) area (adits, runoff, and groundwater seeps) | N | Pre-treatment | Data not provided | Rogue River – Siskiyou National Forest in Northern California/no constraints noted | Pilot | September - December 2012 | Magnesium | Mg, dissolved | µg/L | N | N/A |  |  |  | 3520 | 17600 | -400 | [6 empty] | Data not provided | Data not provided | Data not provided | Data not provided | Data not provided | Data not provided | Data not provided | Data not provided |  | Influent | 3.07 | 8.64 | mg/L | 5.49 | °C | Data not provided | N/A | Data not provided | N/A | 515.3 | mV | 561 | µS/cm | None | N/A | Data not provided | Data not provided | Data not provided | Data not provided | Data not provided | Data not provided | Data not provided | Data not provided | The short time period of the study and cold weather/cold influent water appear to have had an overall negative effect on establishing robust microbial communities and sustaining sulfate reduction. | Data not provided | Fresh dairy cow manure should be used rather than horse manure - Dairy manure has been shown to contain higher numbers and diversity of SRB than horse or other manure types. Must have a consistent ethanol dose to the barrels. | Data not provided | Same as BCR 4 with the addition of ethanol. Successive alkalinity producing system (SAPS) with manure and limestone | Data not provided | Data not provided
Treatability Study Technical Memorandum, Blue Ledge Mine Superfund Site, Siskiyou County, California | BLUE LEDGE MINE | CAN000906063 | N/A | N/A | TSP05 | Post operations | BCR 5 | Passive | Successive alkalinity producing system (SAPS) | Pre-treatment | Discharge from reclaimed waste rock pile 1 (WRP1) area (adits, runoff, and groundwater seeps) | N | Pre-treatment | Data not provided | Rogue River – Siskiyou National Forest in Northern California/no constraints noted | Pilot | September - December 2012 | Magnesium | Mg, total | µg/L | N | N/A | [6 empty] | 129000 | 13200 | -877.2727 |  |  |  | Data not provided | Data not provided | Data not provided | Data not provided | Data not provided | Data not provided | Data not provided | Data not provided |  | Effluent | 6.14 | 7.74 | mg/L | 15.79 | °C | Data not provided | N/A | Data not provided | N/A | 78.9 | mV | 4040 | µS/cm | None | N/A | Data not provided | Data not provided | Data not provided | Data not provided | Data not provided | Data not provided | Data not provided | Data not provided | The short time period of the study and cold weather/cold influent water appear to have had an overall negative effect on establishing robust microbial communities and sustaining sulfate reduction. | Data not provided | Fresh dairy cow manure should be used rather than horse manure - Dairy manure has been shown to contain higher numbers and diversity of SRB than horse or other manure types. Must have a consistent ethanol dose to the barrels. | Data not provided | Same as BCR 4 with the addition of ethanol. Successive alkalinity producing system (SAPS) with manure and limestone | Data not provided | Data not provided
Treatability Study Technical Memorandum, Blue Ledge Mine Superfund Site, Siskiyou County, California | BLUE LEDGE MINE | CAN000906063 | N/A | N/A | TSP05 | Post operations | BCR 5 | Passive | Successive alkalinity producing system (SAPS) | Pre-treatment | Discharge from reclaimed waste rock pile 1 (WRP1) area (adits, runoff, and groundwater seeps) | N | Pre-treatment | Data not provided | Rogue River – Siskiyou National Forest in Northern California/no constraints noted | Pilot | September - December 2012 | Magnesium | Mg, dissolved | µg/L | N | N/A | [6 empty] | 130000 | 13800 | -842.029 |  |  |  | Data not provided | Data not provided | Data not provided | Data not provided | Data not provided | Data not provided | Data not provided | Data not provided |  | Effluent | 6.14 | 7.74 | mg/L | 15.79 | °C | Data not provided | N/A | Data not provided | N/A | 78.9 | mV | 4040 | µS/cm | None | N/A | Data not provided | Data not provided | Data not provided | Data not provided | Data not provided | Data not provided | Data not provided | Data not provided | The short time period of the study and cold weather/cold influent water appear to have had an overall negative effect on establishing robust microbial communities and sustaining sulfate reduction. | Data not provided | Fresh dairy cow manure should be used rather than horse manure - Dairy manure has been shown to contain higher numbers and diversity of SRB than horse or other manure types. Must have a consistent ethanol dose to the barrels. | Data not provided | Same as BCR 4 with the addition of ethanol. Successive alkalinity producing system (SAPS) with manure and limestone | Data not provided | Data not provided
Treatability Study Technical Memorandum, Blue Ledge Mine Superfund Site, Siskiyou County, California | BLUE LEDGE MINE | CAN000906063 | N/A | N/A | TSP05 | Post operations | BCR 5 | Passive | Successive alkalinity producing system (SAPS) | Pre-treatment | Discharge from reclaimed waste rock pile 1 (WRP1) area (adits, runoff, and groundwater seeps) | N | Pre-treatment | Data not provided | Rogue River – Siskiyou National Forest in Northern California/no constraints noted | Pilot | September - December 2012 | Magnesium | Mg, total | µg/L | N | N/A | [9 empty] | 11900 | 6500 | -83.0769 | Data not provided | Data not provided | Data not provided | Data not provided | Data not provided | Data not provided | Data not provided | Data not provided |  | Effluent | 6.55 | 1.22 | mg/L | 4.74 | °C | Data not provided | N/A | Data not provided | N/A | -201.9 | mV | 683 | µS/cm | None | N/A | Data not provided | Data not provided | Data not provided | Data not provided | Data not provided | Data not provided | Data not provided | Data not provided | The short time period of the study and cold weather/cold influent water appear to have had an overall negative effect on establishing robust microbial communities and sustaining sulfate reduction. | Data not provided | Fresh dairy cow manure should be used rather than horse manure - Dairy manure has been shown to contain higher numbers and diversity of SRB than horse or other manure types. Must have a consistent ethanol dose to the barrels. | Data not provided | Same as BCR 4 with the addition of ethanol. Successive alkalinity producing system (SAPS) with manure and limestone | Data not provided | Data not provided
Treatability Study Technical Memorandum, Blue Ledge Mine Superfund Site, Siskiyou County, California | BLUE LEDGE MINE | CAN000906063 | N/A | N/A | TSP05 | Post operations | BCR 5 | Passive | Successive alkalinity producing system (SAPS) | Pre-treatment | Discharge from reclaimed waste rock pile 1 (WRP1) area (adits, runoff, and groundwater seeps) | N | Pre-treatment | Data not provided | Rogue River – Siskiyou National Forest in Northern California/no constraints noted | Pilot | September - December 2012 | Magnesium | Mg, dissolved | µg/L | N | N/A | [9 empty] | 11200 | 6170 | -81.5235 | Data not provided | Data not provided | Data not provided | Data not provided | Data not provided | Data not provided | Data not provided | Data not provided |  | Effluent | 6.55 | 1.22 | mg/L | 4.74 | °C | Data not provided | N/A | Data not provided | N/A | -201.9 | mV | 683 | µS/cm | None | N/A | Data not provided | Data not provided | Data not provided | Data not provided | Data not provided | Data not provided | Data not provided | Data not provided | The short time period of the study and cold weather/cold influent water appear to have had an overall negative effect on establishing robust microbial communities and sustaining sulfate reduction. | Data not provided | Fresh dairy cow manure should be used rather than horse manure - Dairy manure has been shown to contain higher numbers and diversity of SRB than horse or other manure types. Must have a consistent ethanol dose to the barrels. | Data not provided | Same as BCR 4 with the addition of ethanol. Successive alkalinity producing system (SAPS) with manure and limestone | Data not provided | Data not provided
Treatability Study Technical Memorandum, Blue Ledge Mine Superfund Site, Siskiyou County, California | BLUE LEDGE MINE | CAN000906063 | N/A | N/A | TSP01 | Post operations | BCR 1 | Passive | Biochemical reactor (BCR) | No pre-treatment | Discharge from reclaimed waste rock pile 1 (WRP1) area (adits, runoff, and groundwater seeps) | N | BCR without pre-treatment | Data not provided | Rogue River – Siskiyou National Forest in Northern California/no constraints noted | Pilot | September - December 2012 | Manganese | Mn, total | µg/L | N | N/A | 4590 | 3660 | 20.2614 | [9 empty] | Data not provided | Data not provided | Data not provided | Data not provided | Data not provided | Data not provided | Data not provided | Data not provided |  | Influent | 3.08 | 8.23 | mg/L | 8.55 | °C | Data not provided | N/A | Data not provided | N/A | 243 | mV | 2215 | µS/cm | None | N/A | Data not provided | Data not provided | Data not provided | Data not provided | Data not provided | Data not provided | Data not provided | Data not provided | The short time period of the study and cold weather/cold influent water appear to have had an overall negative effect on establishing robust microbial communities and sustaining sulfate reduction. | Data not provided | Fresh dairy cow manure should be used rather than horse manure - Dairy manure has been shown to contain higher numbers and diversity of SRB than horse or other manure types. Must have a consistent ethanol dose to the barrels. | Data not provided | Substrate: standard wood based substrate (wood chips and sawdust) | Data not provided | Data not provided
Treatability Study Technical Memorandum, Blue Ledge Mine Superfund Site, Siskiyou County, California | BLUE LEDGE MINE | CAN000906063 | N/A | N/A | TSP01 | Post operations | BCR 1 | Passive | Biochemical reactor (BCR) | No pre-treatment | Discharge from reclaimed waste rock pile 1 (WRP1) area (adits, runoff, and groundwater seeps) | N | BCR without pre-treatment | Data not provided | Rogue River – Siskiyou National Forest in Northern California/no constraints noted | Pilot | September - December 2012 | Manganese | Mn, dissolved | µg/L | N | N/A | 4180 | 4880 | -16.7464 | [9 empty] | Data not provided | Data not provided | Data not provided | Data not provided | Data not provided | Data not provided | Data not provided | Data not provided |  | Influent | 3.15 | 9.09 | mg/L | 5.76 | °C | Data not provided | N/A | Data not provided | N/A | 260.6 | mV | 2255 | µS/cm | None | N/A | Data not provided | Data not provided | Data not provided | Data not provided | Data not provided | Data not provided | Data not provided | Data not provided | The short time period of the study and cold weather/cold influent water appear to have had an overall negative effect on establishing robust microbial communities and sustaining sulfate reduction. | Data not provided | Fresh dairy cow manure should be used rather than horse manure - Dairy manure has been shown to contain higher numbers and diversity of SRB than horse or other manure types. Must have a consistent ethanol dose to the barrels. | Data not provided | Substrate: standard wood based substrate (wood chips and sawdust) | Data not provided | Data not provided
Treatability Study Technical Memorandum, Blue Ledge Mine Superfund Site, Siskiyou County, California | BLUE LEDGE MINE | CAN000906063 | N/A | N/A | TSP01 | Post operations | BCR 1 | Passive | Biochemical reactor (BCR) | No pre-treatment | Discharge from reclaimed waste rock pile 1 (WRP1) area (adits, runoff, and groundwater seeps) | N | BCR without pre-treatment | Data not provided | Rogue River – Siskiyou National Forest in Northern California/no constraints noted | Pilot | September - December 2012 | Manganese | Mn, total | µg/L | N | N/A |  |  |  | 621 | 3300 | -431.401 | [6 empty] | Data not provided | Data not provided | Data not provided | Data not provided | Data not provided | Data not provided | Data not provided | Data not provided |  | Influent | 3.07 | 8.64 | mg/L | 5.49 | °C | Data not provided | N/A | Data not provided | N/A | 515.3 | mV | 561 | µS/cm | None | N/A | Data not provided | Data not provided | Data not provided | Data not provided | Data not provided | Data not provided | Data not provided | Data not provided | The short time period of the study and cold weather/cold influent water appear to have had an overall negative effect on establishing robust microbial communities and sustaining sulfate reduction. | Data not provided | Fresh dairy cow manure should be used rather than horse manure - Dairy manure has been shown to contain higher numbers and diversity of SRB than horse or other manure types. Must have a consistent ethanol dose to the barrels. | Data not provided | Substrate: standard wood based substrate (wood chips and sawdust) | Data not provided | Data not provided
Treatability Study Technical Memorandum, Blue Ledge Mine Superfund Site, Siskiyou County, California | BLUE LEDGE MINE | CAN000906063 | N/A | N/A | TSP01 | Post operations | BCR 1 | Passive | Biochemical reactor (BCR) | No pre-treatment | Discharge from reclaimed waste rock pile 1 (WRP1) area (adits, runoff, and groundwater seeps) | N | BCR without pre-treatment | Data not provided | Rogue River – Siskiyou National Forest in Northern California/no constraints noted | Pilot | September - December 2012 | Manganese | Mn, dissolved | µg/L | N | N/A |  |  |  | 629 | 3250 | -416.6932 | [6 empty] | Data not provided | Data not provided | Data not provided | Data not provided | Data not provided | Data not provided | Data not provided | Data not provided |  | Influent | 3.07 | 8.64 | mg/L | 5.49 | °C | Data not provided | N/A | Data not provided | N/A | 515.3 | mV | 561 | µS/cm | None | N/A | Data not provided | Data not provided | Data not provided | Data not provided | Data not provided | Data not provided | Data not provided | Data not provided | The short time period of the study and cold weather/cold influent water appear to have had an overall negative effect on establishing robust microbial communities and sustaining sulfate reduction. | Data not provided | Fresh dairy cow manure should be used rather than horse manure - Dairy manure has been shown to contain higher numbers and diversity of SRB than horse or other manure types. Must have a consistent ethanol dose to the barrels. | Data not provided | Substrate: standard wood based substrate (wood chips and sawdust) | Data not provided | Data not provided
Treatability Study Technical Memorandum, Blue Ledge Mine Superfund Site, Siskiyou County, California | BLUE LEDGE MINE | CAN000906063 | N/A | N/A | TSP01 | Post operations | BCR 1 | Passive | Biochemical reactor (BCR) | No pre-treatment | Discharge from reclaimed waste rock pile 1 (WRP1) area (adits, runoff, and groundwater seeps) | N | BCR without pre-treatment | Data not provided | Rogue River – Siskiyou National Forest in Northern California/no constraints noted | Pilot | September - December 2012 | Manganese | Mn, total | µg/L | N | N/A | [6 empty] | 6770 | 4000 | -69.25 |  |  |  | Data not provided | Data not provided | Data not provided | Data not provided | Data not provided | Data not provided | Data not provided | Data not provided |  | Effluent | 5.77 | 8.05 | mg/L | 14.73 | °C | Data not provided | N/A | Data not provided | N/A | 249.4 | mV | 2656 | µS/cm | None | N/A | Data not provided | Data not provided | Data not provided | Data not provided | Data not provided | Data not provided | Data not provided | Data not provided | The short time period of the study and cold weather/cold influent water appear to have had an overall negative effect on establishing robust microbial communities and sustaining sulfate reduction. | Data not provided | Fresh dairy cow manure should be used rather than horse manure - Dairy manure has been shown to contain higher numbers and diversity of SRB than horse or other manure types. Must have a consistent ethanol dose to the barrels. | Data not provided | Substrate: standard wood based substrate (wood chips and sawdust) | Data not provided | Data not provided
Treatability Study Technical Memorandum, Blue Ledge Mine Superfund Site, Siskiyou County, California | BLUE LEDGE MINE | CAN000906063 | N/A | N/A | TSP01 | Post operations | BCR 1 | Passive | Biochemical reactor (BCR) | No pre-treatment | Discharge from reclaimed waste rock pile 1 (WRP1) area (adits, runoff, and groundwater seeps) | N | BCR without pre-treatment | Data not provided | Rogue River – Siskiyou National Forest in Northern California/no constraints noted | Pilot | September - December 2012 | Manganese | Mn, dissolved | µg/L | N | N/A | [6 empty] | 6620 | 4070 | -62.6536 |  |  |  | Data not provided | Data not provided | Data not provided | Data not provided | Data not provided | Data not provided | Data not provided | Data not provided |  | Effluent | 5.77 | 8.05 | mg/L | 14.73 | °C | Data not provided | N/A | Data not provided | N/A | 249.4 | mV | 2656 | µS/cm | None | N/A | Data not provided | Data not provided | Data not provided | Data not provided | Data not provided | Data not provided | Data not provided | Data not provided | The short time period of the study and cold weather/cold influent water appear to have had an overall negative effect on establishing robust microbial communities and sustaining sulfate reduction. | Data not provided | Fresh dairy cow manure should be used rather than horse manure - Dairy manure has been shown to contain higher numbers and diversity of SRB than horse or other manure types. Must have a consistent ethanol dose to the barrels. | Data not provided | Substrate: standard wood based substrate (wood chips and sawdust) | Data not provided | Data not provided
Treatability Study Technical Memorandum, Blue Ledge Mine Superfund Site, Siskiyou County, California | BLUE LEDGE MINE | CAN000906063 | N/A | N/A | TSP01 | Post operations | BCR 1 | Passive | Biochemical reactor (BCR) | No pre-treatment | Discharge from reclaimed waste rock pile 1 (WRP1) area (adits, runoff, and groundwater seeps) | N | BCR without pre-treatment | Data not provided | Rogue River – Siskiyou National Forest in Northern California/no constraints noted | Pilot | September - December 2012 | Manganese | Mn, total | µg/L | N | N/A | [9 empty] | 2280 | 1130 | -101.7699 | Data not provided | Data not provided | Data not provided | Data not provided | Data not provided | Data not provided | Data not provided | Data not provided |  | Effluent | 6.61 | 2.84 | mg/L | 5.33 | °C | Data not provided | N/A | Data not provided | N/A | -2.3 | mV | 799 | µS/cm | None | N/A | Data not provided | Data not provided | Data not provided | Data not provided | Data not provided | Data not provided | Data not provided | Data not provided | The short time period of the study and cold weather/cold influent water appear to have had an overall negative effect on establishing robust microbial communities and sustaining sulfate reduction. | Data not provided | Fresh dairy cow manure should be used rather than horse manure - Dairy manure has been shown to contain higher numbers and diversity of SRB than horse or other manure types. Must have a consistent ethanol dose to the barrels. | Data not provided | Substrate: standard wood based substrate (wood chips and sawdust) | Data not provided | Data not provided
Treatability Study Technical Memorandum, Blue Ledge Mine Superfund Site, Siskiyou County, California | BLUE LEDGE MINE | CAN000906063 | N/A | N/A | TSP01 | Post operations | BCR 1 | Passive | Biochemical reactor (BCR) | No pre-treatment | Discharge from reclaimed waste rock pile 1 (WRP1) area (adits, runoff, and groundwater seeps) | N | BCR without pre-treatment | Data not provided | Rogue River – Siskiyou National Forest in Northern California/no constraints noted | Pilot | September - December 2012 | Manganese | Mn, dissolved | µg/L | N | N/A | [9 empty] | 2290 | 1080 | -112.037 | Data not provided | Data not provided | Data not provided | Data not provided | Data not provided | Data not provided | Data not provided | Data not provided |  | Effluent | 6.61 | 2.84 | mg/L | 5.33 | °C | Data not provided | N/A | Data not provided | N/A | -2.3 | mV | 799 | µS/cm | None | N/A | Data not provided | Data not provided | Data not provided | Data not provided | Data not provided | Data not provided | Data not provided | Data not provided | The short time period of the study and cold weather/cold influent water appear to have had an overall negative effect on establishing robust microbial communities and sustaining sulfate reduction. | Data not provided | Fresh dairy cow manure should be used rather than horse manure - Dairy manure has been shown to contain higher numbers and diversity of SRB than horse or other manure types. Must have a consistent ethanol dose to the barrels. | Data not provided | Substrate: standard wood based substrate (wood chips and sawdust) | Data not provided | Data not provided
Treatability Study Technical Memorandum, Blue Ledge Mine Superfund Site, Siskiyou County, California | BLUE LEDGE MINE | CAN000906063 | N/A | N/A | TSP02 | Post operations | BCR 2 | Passive | Biochemical reactor (BCR) | No pre-treatment | Discharge from reclaimed waste rock pile 1 (WRP1) area (adits, runoff, and groundwater seeps) | N | BCR without pre-treatment | Data not provided | Rogue River – Siskiyou National Forest in Northern California/no constraints noted | Pilot | September - December 2012 | Manganese | Mn, total | µg/L | N | N/A | 4590 | 2410 | 47.4946 | [9 empty] | Data not provided | Data not provided | Data not provided | Data not provided | Data not provided | Data not provided | Data not provided | Data not provided |  | Influent | 3.08 | 8.23 | mg/L | 8.55 | °C | Data not provided | N/A | Data not provided | N/A | 243 | mV | 2215 | µS/cm | None | N/A | Data not provided | Data not provided | Data not provided | Data not provided | Data not provided | Data not provided | Data not provided | Data not provided | The short time period of the study and cold weather/cold influent water appear to have had an overall negative effect on establishing robust microbial communities and sustaining sulfate reduction. | Data not provided | Fresh dairy cow manure should be used rather than horse manure - Dairy manure has been shown to contain higher numbers and diversity of SRB than horse or other manure types. Must have a consistent ethanol dose to the barrels. | Data not provided | Substrate: standard wood based substrate (wood chips and sawdust) with compost (horse manure) | Data not provided | Data not provided
Treatability Study Technical Memorandum, Blue Ledge Mine Superfund Site, Siskiyou County, California | BLUE LEDGE MINE | CAN000906063 | N/A | N/A | TSP02 | Post operations | BCR 2 | Passive | Biochemical reactor (BCR) | No pre-treatment | Discharge from reclaimed waste rock pile 1 (WRP1) area (adits, runoff, and groundwater seeps) | N | BCR without pre-treatment | Data not provided | Rogue River – Siskiyou National Forest in Northern California/no constraints noted | Pilot | September - December 2012 | Manganese | Mn, dissolved | µg/L | N | N/A | 4180 | 6400 | -53.11 | [9 empty] | Data not provided | Data not provided | Data not provided | Data not provided | Data not provided | Data not provided | Data not provided | Data not provided |  | Influent | 3.15 | 9.09 | mg/L | 5.76 | °C | Data not provided | N/A | Data not provided | N/A | 260.6 | mV | 2255 | µS/cm | None | N/A | Data not provided | Data not provided | Data not provided | Data not provided | Data not provided | Data not provided | Data not provided | Data not provided | The short time period of the study and cold weather/cold influent water appear to have had an overall negative effect on establishing robust microbial communities and sustaining sulfate reduction. | Data not provided | Fresh dairy cow manure should be used rather than horse manure - Dairy manure has been shown to contain higher numbers and diversity of SRB than horse or other manure types. Must have a consistent ethanol dose to the barrels. | Data not provided | Substrate: standard wood based substrate (wood chips and sawdust) with compost (horse manure) | Data not provided | Data not provided
Treatability Study Technical Memorandum, Blue Ledge Mine Superfund Site, Siskiyou County, California | BLUE LEDGE MINE | CAN000906063 | N/A | N/A | TSP02 | Post operations | BCR 2 | Passive | Biochemical reactor (BCR) | No pre-treatment | Discharge from reclaimed waste rock pile 1 (WRP1) area (adits, runoff, and groundwater seeps) | N | BCR without pre-treatment | Data not provided | Rogue River – Siskiyou National Forest in Northern California/no constraints noted | Pilot | September - December 2012 | Manganese | Mn, total | µg/L | N | N/A |  |  |  | 621 | 4110 | -561.8357 | [6 empty] | Data not provided | Data not provided | Data not provided | Data not provided | Data not provided | Data not provided | Data not provided | Data not provided |  | Influent | 3.07 | 8.64 | mg/L | 5.49 | °C | Data not provided | N/A | Data not provided | N/A | 515.3 | mV | 561 | µS/cm | None | N/A | Data not provided | Data not provided | Data not provided | Data not provided | Data not provided | Data not provided | Data not provided | Data not provided | The short time period of the study and cold weather/cold influent water appear to have had an overall negative effect on establishing robust microbial communities and sustaining sulfate reduction. | Data not provided | Fresh dairy cow manure should be used rather than horse manure - Dairy manure has been shown to contain higher numbers and diversity of SRB than horse or other manure types. Must have a consistent ethanol dose to the barrels. | Data not provided | Substrate: standard wood based substrate (wood chips and sawdust) with compost (horse manure) | Data not provided | Data not provided
Treatability Study Technical Memorandum, Blue Ledge Mine Superfund Site, Siskiyou County, California | BLUE LEDGE MINE | CAN000906063 | N/A | N/A | TSP02 | Post operations | BCR 2 | Passive | Biochemical reactor (BCR) | No pre-treatment | Discharge from reclaimed waste rock pile 1 (WRP1) area (adits, runoff, and groundwater seeps) | N | BCR without pre-treatment | Data not provided | Rogue River – Siskiyou National Forest in Northern California/no constraints noted | Pilot | September - December 2012 | Manganese | Mn, dissolved | µg/L | N | N/A |  |  |  | 629 | 4170 | -562.9571 | [6 empty] | Data not provided | Data not provided | Data not provided | Data not provided | Data not provided | Data not provided | Data not provided | Data not provided |  | Influent | 3.07 | 8.64 | mg/L | 5.49 | °C | Data not provided | N/A | Data not provided | N/A | 515.3 | mV | 561 | µS/cm | None | N/A | Data not provided | Data not provided | Data not provided | Data not provided | Data not provided | Data not provided | Data not provided | Data not provided | The short time period of the study and cold weather/cold influent water appear to have had an overall negative effect on establishing robust microbial communities and sustaining sulfate reduction. | Data not provided | Fresh dairy cow manure should be used rather than horse manure - Dairy manure has been shown to contain higher numbers and diversity of SRB than horse or other manure types. Must have a consistent ethanol dose to the barrels. | Data not provided | Substrate: standard wood based substrate (wood chips and sawdust) with compost (horse manure) | Data not provided | Data not provided
Treatability Study Technical Memorandum, Blue Ledge Mine Superfund Site, Siskiyou County, California | BLUE LEDGE MINE | CAN000906063 | N/A | N/A | TSP02 | Post operations | BCR 2 | Passive | Biochemical reactor (BCR) | No pre-treatment | Discharge from reclaimed waste rock pile 1 (WRP1) area (adits, runoff, and groundwater seeps) | N | BCR without pre-treatment | Data not provided | Rogue River – Siskiyou National Forest in Northern California/no constraints noted | Pilot | September - December 2012 | Manganese | Mn, total | µg/L | N | N/A | [6 empty] | 6640 | 4000 | -66 |  |  |  | Data not provided | Data not provided | Data not provided | Data not provided | Data not provided | Data not provided | Data not provided | Data not provided |  | Effluent | 5.55 | 5.45 | mg/L | 14.93 | °C | Data not provided | N/A | Data not provided | N/A | 79 | mV | 5425 | µS/cm | None | N/A | Data not provided | Data not provided | Data not provided | Data not provided | Data not provided | Data not provided | Data not provided | Data not provided | The short time period of the study and cold weather/cold influent water appear to have had an overall negative effect on establishing robust microbial communities and sustaining sulfate reduction. | Data not provided | Fresh dairy cow manure should be used rather than horse manure - Dairy manure has been shown to contain higher numbers and diversity of SRB than horse or other manure types. Must have a consistent ethanol dose to the barrels. | Data not provided | Substrate: standard wood based substrate (wood chips and sawdust) with compost (horse manure) | Data not provided | Data not provided
Treatability Study Technical Memorandum, Blue Ledge Mine Superfund Site, Siskiyou County, California | BLUE LEDGE MINE | CAN000906063 | N/A | N/A | TSP02 | Post operations | BCR 2 | Passive | Biochemical reactor (BCR) | No pre-treatment | Discharge from reclaimed waste rock pile 1 (WRP1) area (adits, runoff, and groundwater seeps) | N | BCR without pre-treatment | Data not provided | Rogue River – Siskiyou National Forest in Northern California/no constraints noted | Pilot | September - December 2012 | Manganese | Mn, dissolved | µg/L | N | N/A | [6 empty] | 6400 | 4180 | -53.11 |  |  |  | Data not provided | Data not provided | Data not provided | Data not provided | Data not provided | Data not provided | Data not provided | Data not provided |  | Effluent | 6.5 | 5.42 | mg/L | 5.57 | °C | Data not provided | N/A | Data not provided | N/A | -93.7 | mV | 2026 | µS/cm | None | N/A | Data not provided | Data not provided | Data not provided | Data not provided | Data not provided | Data not provided | Data not provided | Data not provided | The short time period of the study and cold weather/cold influent water appear to have had an overall negative effect on establishing robust microbial communities and sustaining sulfate reduction. | Data not provided | Fresh dairy cow manure should be used rather than horse manure - Dairy manure has been shown to contain higher numbers and diversity of SRB than horse or other manure types. Must have a consistent ethanol dose to the barrels. | Data not provided | Substrate: standard wood based substrate (wood chips and sawdust) with compost (horse manure) | Data not provided | Data not provided
Treatability Study Technical Memorandum, Blue Ledge Mine Superfund Site, Siskiyou County, California | BLUE LEDGE MINE | CAN000906063 | N/A | N/A | TSP02 | Post operations | BCR 2 | Passive | Biochemical reactor (BCR) | No pre-treatment | Discharge from reclaimed waste rock pile 1 (WRP1) area (adits, runoff, and groundwater seeps) | N | BCR without pre-treatment | Data not provided | Rogue River – Siskiyou National Forest in Northern California/no constraints noted | Pilot | September - December 2012 | Manganese | Mn, total | µg/L | N | N/A | [9 empty] | 2410 | 4590 | 47.4946 | Data not provided | Data not provided | Data not provided | Data not provided | Data not provided | Data not provided | Data not provided | Data not provided |  | Effluent | 5.83 | 2.51 | mg/L | 11.23 | °C | Data not provided | N/A | Data not provided | N/A | 60.3 | mV | 4597 | µS/cm | None | N/A | Data not provided | Data not provided | Data not provided | Data not provided | Data not provided | Data not provided | Data not provided | Data not provided | The short time period of the study and cold weather/cold influent water appear to have had an overall negative effect on establishing robust microbial communities and sustaining sulfate reduction. | Data not provided | Fresh dairy cow manure should be used rather than horse manure - Dairy manure has been shown to contain higher numbers and diversity of SRB than horse or other manure types. Must have a consistent ethanol dose to the barrels. | Data not provided | Substrate: standard wood based substrate (wood chips and sawdust) with compost (horse manure) | Data not provided | Data not provided
Treatability Study Technical Memorandum, Blue Ledge Mine Superfund Site, Siskiyou County, California | BLUE LEDGE MINE | CAN000906063 | N/A | N/A | TSP02 | Post operations | BCR 2 | Passive | Biochemical reactor (BCR) | No pre-treatment | Discharge from reclaimed waste rock pile 1 (WRP1) area (adits, runoff, and groundwater seeps) | N | BCR without pre-treatment | Data not provided | Rogue River – Siskiyou National Forest in Northern California/no constraints noted | Pilot | September - December 2012 | Manganese | Mn, dissolved | µg/L | N | N/A | [9 empty] | 2680 | 4150 | 35.4217 | Data not provided | Data not provided | Data not provided | Data not provided | Data not provided | Data not provided | Data not provided | Data not provided |  | Effluent | 5.83 | 2.51 | mg/L | 11.23 | °C | Data not provided | N/A | Data not provided | N/A | 60.3 | mV | 4597 | µS/cm | None | N/A | Data not provided | Data not provided | Data not provided | Data not provided | Data not provided | Data not provided | Data not provided | Data not provided | The short time period of the study and cold weather/cold influent water appear to have had an overall negative effect on establishing robust microbial communities and sustaining sulfate reduction. | Data not provided | Fresh dairy cow manure should be used rather than horse manure - Dairy manure has been shown to contain higher numbers and diversity of SRB than horse or other manure types. Must have a consistent ethanol dose to the barrels. | Data not provided | Substrate: standard wood based substrate (wood chips and sawdust) with compost (horse manure) | Data not provided | Data not provided
Treatability Study Technical Memorandum, Blue Ledge Mine Superfund Site, Siskiyou County, California | BLUE LEDGE MINE | CAN000906063 | N/A | N/A | TSP03 | Post operations | BCR 3 | Passive | Biochemical reactor (BCR) | No pre-treatment | Discharge from reclaimed waste rock pile 1 (WRP1) area (adits, runoff, and groundwater seeps) | N | BCR without pre-treatment | Data not provided | Rogue River – Siskiyou National Forest in Northern California/no constraints noted | Pilot | September - December 2012 | Manganese | Mn, total | µg/L | N | N/A | 4590 | 1530 | 66.6667 | [9 empty] | Data not provided | Data not provided | Data not provided | Data not provided | Data not provided | Data not provided | Data not provided | Data not provided |  | Influent | 3.08 | 8.23 | mg/L | 8.55 | °C | Data not provided | N/A | Data not provided | N/A | 243 | mV | 2215 | µS/cm | None | N/A | Data not provided | Data not provided | Data not provided | Data not provided | Data not provided | Data not provided | Data not provided | Data not provided | The short time period of the study and cold weather/cold influent water appear to have had an overall negative effect on establishing robust microbial communities and sustaining sulfate reduction. | Data not provided | Fresh dairy cow manure should be used rather than horse manure - Dairy manure has been shown to contain higher numbers and diversity of SRB than horse or other manure types. Must have a consistent ethanol dose to the barrels. | Data not provided | Substrate: ChitoRem | Data not provided | Data not provided
Treatability Study Technical Memorandum, Blue Ledge Mine Superfund Site, Siskiyou County, California | BLUE LEDGE MINE | CAN000906063 | N/A | N/A | TSP03 | Post operations | BCR 3 | Passive | Biochemical reactor (BCR) | No pre-treatment | Discharge from reclaimed waste rock pile 1 (WRP1) area (adits, runoff, and groundwater seeps) | N | BCR without pre-treatment | Data not provided | Rogue River – Siskiyou National Forest in Northern California/no constraints noted | Pilot | September - December 2012 | Manganese | Mn, dissolved | µg/L | N | N/A | 4180 | 383 | 90.8373 | [9 empty] | Data not provided | Data not provided | Data not provided | Data not provided | Data not provided | Data not provided | Data not provided | Data not provided |  | Influent | 3.15 | 9.09 | mg/L | 5.76 | °C | Data not provided | N/A | Data not provided | N/A | 260.6 | mV | 2255 | µS/cm | None | N/A | Data not provided | Data not provided | Data not provided | Data not provided | Data not provided | Data not provided | Data not provided | Data not provided | The short time period of the study and cold weather/cold influent water appear to have had an overall negative effect on establishing robust microbial communities and sustaining sulfate reduction. | Data not provided | Fresh dairy cow manure should be used rather than horse manure - Dairy manure has been shown to contain higher numbers and diversity of SRB than horse or other manure types. Must have a consistent ethanol dose to the barrels. | Data not provided | Substrate: ChitoRem | Data not provided | Data not provided
Treatability Study Technical Memorandum, Blue Ledge Mine Superfund Site, Siskiyou County, California | BLUE LEDGE MINE | CAN000906063 | N/A | N/A | TSP03 | Post operations | BCR 3 | Passive | Biochemical reactor (BCR) | No pre-treatment | Discharge from reclaimed waste rock pile 1 (WRP1) area (adits, runoff, and groundwater seeps) | N | BCR without pre-treatment | Data not provided | Rogue River – Siskiyou National Forest in Northern California/no constraints noted | Pilot | September - December 2012 | Manganese | Mn, total | µg/L | N | N/A |  |  |  | 621 | 457 | 26.409 | [6 empty] | Data not provided | Data not provided | Data not provided | Data not provided | Data not provided | Data not provided | Data not provided | Data not provided |  | Influent | 3.07 | 8.64 | mg/L | 5.49 | °C | Data not provided | N/A | Data not provided | N/A | 515.3 | mV | 561 | µS/cm | None | N/A | Data not provided | Data not provided | Data not provided | Data not provided | Data not provided | Data not provided | Data not provided | Data not provided | The short time period of the study and cold weather/cold influent water appear to have had an overall negative effect on establishing robust microbial communities and sustaining sulfate reduction. | Data not provided | Fresh dairy cow manure should be used rather than horse manure - Dairy manure has been shown to contain higher numbers and diversity of SRB than horse or other manure types. Must have a consistent ethanol dose to the barrels. | Data not provided | Substrate: ChitoRem | Data not provided | Data not provided
Treatability Study Technical Memorandum, Blue Ledge Mine Superfund Site, Siskiyou County, California | BLUE LEDGE MINE | CAN000906063 | N/A | N/A | TSP03 | Post operations | BCR 3 | Passive | Biochemical reactor (BCR) | No pre-treatment | Discharge from reclaimed waste rock pile 1 (WRP1) area (adits, runoff, and groundwater seeps) | N | BCR without pre-treatment | Data not provided | Rogue River – Siskiyou National Forest in Northern California/no constraints noted | Pilot | September - December 2012 | Manganese | Mn, dissolved | µg/L | N | N/A |  |  |  | 629 | 411 | 34.6582 | [6 empty] | Data not provided | Data not provided | Data not provided | Data not provided | Data not provided | Data not provided | Data not provided | Data not provided |  | Influent | 3.07 | 8.64 | mg/L | 5.49 | °C | Data not provided | N/A | Data not provided | N/A | 515.3 | mV | 561 | µS/cm | None | N/A | Data not provided | Data not provided | Data not provided | Data not provided | Data not provided | Data not provided | Data not provided | Data not provided | The short time period of the study and cold weather/cold influent water appear to have had an overall negative effect on establishing robust microbial communities and sustaining sulfate reduction. | Data not provided | Fresh dairy cow manure should be used rather than horse manure - Dairy manure has been shown to contain higher numbers and diversity of SRB than horse or other manure types. Must have a consistent ethanol dose to the barrels. | Data not provided | Substrate: ChitoRem | Data not provided | Data not provided
Treatability Study Technical Memorandum, Blue Ledge Mine Superfund Site, Siskiyou County, California | BLUE LEDGE MINE | CAN000906063 | N/A | N/A | TSP03 | Post operations | BCR 3 | Passive | Biochemical reactor (BCR) | No pre-treatment | Discharge from reclaimed waste rock pile 1 (WRP1) area (adits, runoff, and groundwater seeps) | N | BCR without pre-treatment | Data not provided | Rogue River – Siskiyou National Forest in Northern California/no constraints noted | Pilot | September - December 2012 | Manganese | Mn, total | µg/L | N | N/A | [6 empty] | 2750 | 4000 | 31.25 |  |  |  | Data not provided | Data not provided | Data not provided | Data not provided | Data not provided | Data not provided | Data not provided | Data not provided |  | Effluent | 7.16 | 2.12 | mg/L | 15.37 | °C | Data not provided | N/A | Data not provided | N/A | -107.2 | mV | 29030 | µS/cm | None | N/A | Data not provided | Data not provided | Data not provided | Data not provided | Data not provided | Data not provided | Data not provided | Data not provided | The short time period of the study and cold weather/cold influent water appear to have had an overall negative effect on establishing robust microbial communities and sustaining sulfate reduction. | Data not provided | Fresh dairy cow manure should be used rather than horse manure - Dairy manure has been shown to contain higher numbers and diversity of SRB than horse or other manure types. Must have a consistent ethanol dose to the barrels. | Data not provided | Substrate: ChitoRem | Data not provided | Data not provided
Treatability Study Technical Memorandum, Blue Ledge Mine Superfund Site, Siskiyou County, California | BLUE LEDGE MINE | CAN000906063 | N/A | N/A | TSP03 | Post operations | BCR 3 | Passive | Biochemical reactor (BCR) | No pre-treatment | Discharge from reclaimed waste rock pile 1 (WRP1) area (adits, runoff, and groundwater seeps) | N | BCR without pre-treatment | Data not provided | Rogue River – Siskiyou National Forest in Northern California/no constraints noted | Pilot | September - December 2012 | Manganese | Mn, dissolved | µg/L | N | N/A | [6 empty] | 2590 | 4070 | 36.3636 |  |  |  | Data not provided | Data not provided | Data not provided | Data not provided | Data not provided | Data not provided | Data not provided | Data not provided | 34.7–90.8 % | Effluent | 7.16 | 2.12 | mg/L | 15.37 | °C | Data not provided | N/A | Data not provided | N/A | -107.2 | mV | 29030 | µS/cm | None | N/A | Data not provided | Data not provided | Data not provided | Data not provided | Data not provided | Data not provided | Data not provided | Data not provided | The short time period of the study and cold weather/cold influent water appear to have had an overall negative effect on establishing robust microbial communities and sustaining sulfate reduction. | Data not provided | Fresh dairy cow manure should be used rather than horse manure - Dairy manure has been shown to contain higher numbers and diversity of SRB than horse or other manure types. Must have a consistent ethanol dose to the barrels. | Data not provided | Substrate: ChitoRem | Data not provided | Data not provided
Treatability Study Technical Memorandum, Blue Ledge Mine Superfund Site, Siskiyou County, California | BLUE LEDGE MINE | CAN000906063 | N/A | N/A | TSP03 | Post operations | BCR 3 | Passive | Biochemical reactor (BCR) | No pre-treatment | Discharge from reclaimed waste rock pile 1 (WRP1) area (adits, runoff, and groundwater seeps) | N | BCR without pre-treatment | Data not provided | Rogue River – Siskiyou National Forest in Northern California/no constraints noted | Pilot | September - December 2012 | Manganese | Mn, total | µg/L | N | N/A | [9 empty] | 285 | 1130 | 74.7788 | Data not provided | Data not provided | Data not provided | Data not provided | Data not provided | Data not provided | Data not provided | Data not provided |  | Effluent | 7.22 | 1.89 | mg/L | 5.47 | °C | Data not provided | N/A | Data not provided | N/A | -134.2 | mV | 3074 | µS/cm | None | N/A | Data not provided | Data not provided | Data not provided | Data not provided | Data not provided | Data not provided | Data not provided | Data not provided | The short time period of the study and cold weather/cold influent water appear to have had an overall negative effect on establishing robust microbial communities and sustaining sulfate reduction. | Data not provided | Fresh dairy cow manure should be used rather than horse manure - Dairy manure has been shown to contain higher numbers and diversity of SRB than horse or other manure types. Must have a consistent ethanol dose to the barrels. | Data not provided | Substrate: ChitoRem | Data not provided | Data not provided
Treatability Study Technical Memorandum, Blue Ledge Mine Superfund Site, Siskiyou County, California | BLUE LEDGE MINE | CAN000906063 | N/A | N/A | TSP03 | Post operations | BCR 3 | Passive | Biochemical reactor (BCR) | No pre-treatment | Discharge from reclaimed waste rock pile 1 (WRP1) area (adits, runoff, and groundwater seeps) | N | BCR without pre-treatment | Data not provided | Rogue River – Siskiyou National Forest in Northern California/no constraints noted | Pilot | September - December 2012 | Manganese | Mn, dissolved | µg/L | N | N/A | [9 empty] | 277 | 1080 | 74.3519 | Data not provided | Data not provided | Data not provided | Data not provided | Data not provided | Data not provided | Data not provided | Data not provided | 34.7–90.8 % | Effluent | 7.22 | 1.89 | mg/L | 5.47 | °C | Data not provided | N/A | Data not provided | N/A | -134.2 | mV | 3074 | µS/cm | None | N/A | Data not provided | Data not provided | Data not provided | Data not provided | Data not provided | Data not provided | Data not provided | Data not provided | The short time period of the study and cold weather/cold influent water appear to have had an overall negative effect on establishing robust microbial communities and sustaining sulfate reduction. | Data not provided | Fresh dairy cow manure should be used rather than horse manure - Dairy manure has been shown to contain higher numbers and diversity of SRB than horse or other manure types. Must have a consistent ethanol dose to the barrels. | Data not provided | Substrate: ChitoRem | Data not provided | Data not provided
Treatability Study Technical Memorandum, Blue Ledge Mine Superfund Site, Siskiyou County, California | BLUE LEDGE MINE | CAN000906063 | N/A | N/A | TSP04 | Post operations | BCR 4 | Passive | Successive alkalinity producing system (SAPS) | Pre-treatment | Discharge from reclaimed waste rock pile 1 (WRP1) area (adits, runoff, and groundwater seeps) | N | Pre-treatment | Data not provided | Rogue River – Siskiyou National Forest in Northern California/no constraints noted | Pilot | September - December 2012 | Manganese | Mn, total | µg/L | N | N/A | 4590 | 1360 | 70.3704 | [9 empty] | Data not provided | Data not provided | Data not provided | Data not provided | Data not provided | Data not provided | Data not provided | Data not provided |  | Influent | 3.08 | 8.23 | mg/L | 8.55 | °C | Data not provided | N/A | Data not provided | N/A | 243 | mV | 2215 | µS/cm | None | N/A | Data not provided | Data not provided | Data not provided | Data not provided | Data not provided | Data not provided | Data not provided | Data not provided | The short time period of the study and cold weather/cold influent water appear to have had an overall negative effect on establishing robust microbial communities and sustaining sulfate reduction. | Data not provided | Fresh dairy cow manure should be used rather than horse manure - Dairy manure has been shown to contain higher numbers and diversity of SRB than horse or other manure types. Must have a consistent ethanol dose to the barrels. | Data not provided | Successive alkalinity producing system (SAPS) with manure and limestone | Data not provided | Data not provided
Treatability Study Technical Memorandum, Blue Ledge Mine Superfund Site, Siskiyou County, California | BLUE LEDGE MINE | CAN000906063 | N/A | N/A | TSP04 | Post operations | BCR 4 | Passive | Successive alkalinity producing system (SAPS) | Pre-treatment | Discharge from reclaimed waste rock pile 1 (WRP1) area (adits, runoff, and groundwater seeps) | N | Pre-treatment | Data not provided | Rogue River – Siskiyou National Forest in Northern California/no constraints noted | Pilot | September - December 2012 | Manganese | Mn, dissolved | µg/L | N | N/A | 4180 | 5840 | -39.7129 | [9 empty] | Data not provided | Data not provided | Data not provided | Data not provided | Data not provided | Data not provided | Data not provided | Data not provided |  | Influent | 3.15 | 9.09 | mg/L | 5.76 | °C | Data not provided | N/A | Data not provided | N/A | 260.6 | mV | 2255 | µS/cm | None | N/A | Data not provided | Data not provided | Data not provided | Data not provided | Data not provided | Data not provided | Data not provided | Data not provided | The short time period of the study and cold weather/cold influent water appear to have had an overall negative effect on establishing robust microbial communities and sustaining sulfate reduction. | Data not provided | Fresh dairy cow manure should be used rather than horse manure - Dairy manure has been shown to contain higher numbers and diversity of SRB than horse or other manure types. Must have a consistent ethanol dose to the barrels. | Data not provided | Successive alkalinity producing system (SAPS) with manure and limestone | Data not provided | Data not provided
Treatability Study Technical Memorandum, Blue Ledge Mine Superfund Site, Siskiyou County, California | BLUE LEDGE MINE | CAN000906063 | N/A | N/A | TSP04 | Post operations | BCR 4 | Passive | Successive alkalinity producing system (SAPS) | Pre-treatment | Discharge from reclaimed waste rock pile 1 (WRP1) area (adits, runoff, and groundwater seeps) | N | Pre-treatment | Data not provided | Rogue River – Siskiyou National Forest in Northern California/no constraints noted | Pilot | September - December 2012 | Manganese | Mn, total | µg/L | N | N/A |  |  |  | 621 | 3470 | -458.7762 | [6 empty] | Data not provided | Data not provided | Data not provided | Data not provided | Data not provided | Data not provided | Data not provided | Data not provided |  | Influent | 3.07 | 8.64 | mg/L | 5.49 | °C | Data not provided | N/A | Data not provided | N/A | 515.3 | mV | 561 | µS/cm | None | N/A | Data not provided | Data not provided | Data not provided | Data not provided | Data not provided | Data not provided | Data not provided | Data not provided | The short time period of the study and cold weather/cold influent water appear to have had an overall negative effect on establishing robust microbial communities and sustaining sulfate reduction. | Data not provided | Fresh dairy cow manure should be used rather than horse manure - Dairy manure has been shown to contain higher numbers and diversity of SRB than horse or other manure types. Must have a consistent ethanol dose to the barrels. | Data not provided | Successive alkalinity producing system (SAPS) with manure and limestone | Data not provided | Data not provided
Treatability Study Technical Memorandum, Blue Ledge Mine Superfund Site, Siskiyou County, California | BLUE LEDGE MINE | CAN000906063 | N/A | N/A | TSP04 | Post operations | BCR 4 | Passive | Successive alkalinity producing system (SAPS) | Pre-treatment | Discharge from reclaimed waste rock pile 1 (WRP1) area (adits, runoff, and groundwater seeps) | N | Pre-treatment | Data not provided | Rogue River – Siskiyou National Forest in Northern California/no constraints noted | Pilot | September - December 2012 | Manganese | Mn, dissolved | µg/L | N | N/A |  |  |  | 629 | 3470 | -451.6693 | [6 empty] | Data not provided | Data not provided | Data not provided | Data not provided | Data not provided | Data not provided | Data not provided | Data not provided |  | Influent | 3.07 | 8.64 | mg/L | 5.49 | °C | Data not provided | N/A | Data not provided | N/A | 515.3 | mV | 561 | µS/cm | None | N/A | Data not provided | Data not provided | Data not provided | Data not provided | Data not provided | Data not provided | Data not provided | Data not provided | The short time period of the study and cold weather/cold influent water appear to have had an overall negative effect on establishing robust microbial communities and sustaining sulfate reduction. | Data not provided | Fresh dairy cow manure should be used rather than horse manure - Dairy manure has been shown to contain higher numbers and diversity of SRB than horse or other manure types. Must have a consistent ethanol dose to the barrels. | Data not provided | Successive alkalinity producing system (SAPS) with manure and limestone | Data not provided | Data not provided
Treatability Study Technical Memorandum, Blue Ledge Mine Superfund Site, Siskiyou County, California | BLUE LEDGE MINE | CAN000906063 | N/A | N/A | TSP04 | Post operations | BCR 4 | Passive | Successive alkalinity producing system (SAPS) | Pre-treatment | Discharge from reclaimed waste rock pile 1 (WRP1) area (adits, runoff, and groundwater seeps) | N | Pre-treatment | Data not provided | Rogue River – Siskiyou National Forest in Northern California/no constraints noted | Pilot | September - December 2012 | Manganese | Mn, total | µg/L | N | N/A | [6 empty] | 5740 | 3840 | -49.4792 |  |  |  | Data not provided | Data not provided | Data not provided | Data not provided | Data not provided | Data not provided | Data not provided | Data not provided |  | Effluent | 7.05 | 7.22 | mg/L | 6.02 | °C | Data not provided | N/A | Data not provided | N/A | -62.6 | mV | 2004 | µS/cm | None | N/A | Data not provided | Data not provided | Data not provided | Data not provided | Data not provided | Data not provided | Data not provided | Data not provided | The short time period of the study and cold weather/cold influent water appear to have had an overall negative effect on establishing robust microbial communities and sustaining sulfate reduction. | Data not provided | Fresh dairy cow manure should be used rather than horse manure - Dairy manure has been shown to contain higher numbers and diversity of SRB than horse or other manure types. Must have a consistent ethanol dose to the barrels. | Data not provided | Successive alkalinity producing system (SAPS) with manure and limestone | Data not provided | Data not provided
Treatability Study Technical Memorandum, Blue Ledge Mine Superfund Site, Siskiyou County, California | BLUE LEDGE MINE | CAN000906063 | N/A | N/A | TSP04 | Post operations | BCR 4 | Passive | Successive alkalinity producing system (SAPS) | Pre-treatment | Discharge from reclaimed waste rock pile 1 (WRP1) area (adits, runoff, and groundwater seeps) | N | Pre-treatment | Data not provided | Rogue River – Siskiyou National Forest in Northern California/no constraints noted | Pilot | September - December 2012 | Manganese | Mn, dissolved | µg/L | N | N/A | [6 empty] | 5850 | 2350 | -148.9362 |  |  |  | Data not provided | Data not provided | Data not provided | Data not provided | Data not provided | Data not provided | Data not provided | Data not provided |  | Effluent | 7.06 | 4.78 | mg/L | 6.28 | °C | Data not provided | N/A | Data not provided | N/A | -60 | mV | 1996 | µS/cm | None | N/A | Data not provided | Data not provided | Data not provided | Data not provided | Data not provided | Data not provided | Data not provided | Data not provided | The short time period of the study and cold weather/cold influent water appear to have had an overall negative effect on establishing robust microbial communities and sustaining sulfate reduction. | Data not provided | Fresh dairy cow manure should be used rather than horse manure - Dairy manure has been shown to contain higher numbers and diversity of SRB than horse or other manure types. Must have a consistent ethanol dose to the barrels. | Data not provided | Successive alkalinity producing system (SAPS) with manure and limestone | Data not provided | Data not provided
Treatability Study Technical Memorandum, Blue Ledge Mine Superfund Site, Siskiyou County, California | BLUE LEDGE MINE | CAN000906063 | N/A | N/A | TSP04 | Post operations | BCR 4 | Passive | Successive alkalinity producing system (SAPS) | Pre-treatment | Discharge from reclaimed waste rock pile 1 (WRP1) area (adits, runoff, and groundwater seeps) | N | Pre-treatment | Data not provided | Rogue River – Siskiyou National Forest in Northern California/no constraints noted | Pilot | September - December 2012 | Manganese | Mn, total | µg/L | N | N/A | [9 empty] | 1360 | 4590 | 70.3704 | Data not provided | Data not provided | Data not provided | Data not provided | Data not provided | Data not provided | Data not provided | Data not provided |  | Effluent | 6.81 | 0.83 | mg/L | 10.93 | °C | Data not provided | N/A | Data not provided | N/A | -171.6 | mV | 2865 | µS/cm | None | N/A | Data not provided | Data not provided | Data not provided | Data not provided | Data not provided | Data not provided | Data not provided | Data not provided | The short time period of the study and cold weather/cold influent water appear to have had an overall negative effect on establishing robust microbial communities and sustaining sulfate reduction. | Data not provided | Fresh dairy cow manure should be used rather than horse manure - Dairy manure has been shown to contain higher numbers and diversity of SRB than horse or other manure types. Must have a consistent ethanol dose to the barrels. | Data not provided | Successive alkalinity producing system (SAPS) with manure and limestone | Data not provided | Data not provided
Treatability Study Technical Memorandum, Blue Ledge Mine Superfund Site, Siskiyou County, California | BLUE LEDGE MINE | CAN000906063 | N/A | N/A | TSP04 | Post operations | BCR 4 | Passive | Successive alkalinity producing system (SAPS) | Pre-treatment | Discharge from reclaimed waste rock pile 1 (WRP1) area (adits, runoff, and groundwater seeps) | N | Pre-treatment | Data not provided | Rogue River – Siskiyou National Forest in Northern California/no constraints noted | Pilot | September - December 2012 | Manganese | Mn, dissolved | µg/L | N | N/A | [9 empty] | 1310 | 4150 | 68.4337 | Data not provided | Data not provided | Data not provided | Data not provided | Data not provided | Data not provided | Data not provided | Data not provided |  | Effluent | 6.81 | 0.83 | mg/L | 10.93 | °C | Data not provided | N/A | Data not provided | N/A | -171.6 | mV | 2865 | µS/cm | None | N/A | Data not provided | Data not provided | Data not provided | Data not provided | Data not provided | Data not provided | Data not provided | Data not provided | The short time period of the study and cold weather/cold influent water appear to have had an overall negative effect on establishing robust microbial communities and sustaining sulfate reduction. | Data not provided | Fresh dairy cow manure should be used rather than horse manure - Dairy manure has been shown to contain higher numbers and diversity of SRB than horse or other manure types. Must have a consistent ethanol dose to the barrels. | Data not provided | Successive alkalinity producing system (SAPS) with manure and limestone | Data not provided | Data not provided
Treatability Study Technical Memorandum, Blue Ledge Mine Superfund Site, Siskiyou County, California | BLUE LEDGE MINE | CAN000906063 | N/A | N/A | TSP05 | Post operations | BCR 5 | Passive | Successive alkalinity producing system (SAPS) | Pre-treatment | Discharge from reclaimed waste rock pile 1 (WRP1) area (adits, runoff, and groundwater seeps) | N | Pre-treatment | Data not provided | Rogue River – Siskiyou National Forest in Northern California/no constraints noted | Pilot | September - December 2012 | Manganese | Mn, total | µg/L | N | N/A | 4590 | 1040 | 77.342 | [9 empty] | Data not provided | Data not provided | Data not provided | Data not provided | Data not provided | Data not provided | Data not provided | Data not provided |  | Influent | 3.08 | 8.23 | mg/L | 8.55 | °C | Data not provided | N/A | Data not provided | N/A | 243 | mV | 2215 | µS/cm | None | N/A | Data not provided | Data not provided | Data not provided | Data not provided | Data not provided | Data not provided | Data not provided | Data not provided | The short time period of the study and cold weather/cold influent water appear to have had an overall negative effect on establishing robust microbial communities and sustaining sulfate reduction. | Data not provided | Fresh dairy cow manure should be used rather than horse manure - Dairy manure has been shown to contain higher numbers and diversity of SRB than horse or other manure types. Must have a consistent ethanol dose to the barrels. | Data not provided | Same as BCR 4 with the addition of ethanol. Successive alkalinity producing system (SAPS) with manure and limestone | Data not provided | Data not provided
Treatability Study Technical Memorandum, Blue Ledge Mine Superfund Site, Siskiyou County, California | BLUE LEDGE MINE | CAN000906063 | N/A | N/A | TSP05 | Post operations | BCR 5 | Passive | Successive alkalinity producing system (SAPS) | Pre-treatment | Discharge from reclaimed waste rock pile 1 (WRP1) area (adits, runoff, and groundwater seeps) | N | Pre-treatment | Data not provided | Rogue River – Siskiyou National Forest in Northern California/no constraints noted | Pilot | September - December 2012 | Manganese | Mn, dissolved | µg/L | N | N/A | 4180 | 4990 | -19.378 | [9 empty] | Data not provided | Data not provided | Data not provided | Data not provided | Data not provided | Data not provided | Data not provided | Data not provided |  | Influent | 3.15 | 9.09 | mg/L | 5.76 | °C | Data not provided | N/A | Data not provided | N/A | 260.6 | mV | 2255 | µS/cm | None | N/A | Data not provided | Data not provided | Data not provided | Data not provided | Data not provided | Data not provided | Data not provided | Data not provided | The short time period of the study and cold weather/cold influent water appear to have had an overall negative effect on establishing robust microbial communities and sustaining sulfate reduction. | Data not provided | Fresh dairy cow manure should be used rather than horse manure - Dairy manure has been shown to contain higher numbers and diversity of SRB than horse or other manure types. Must have a consistent ethanol dose to the barrels. | Data not provided | Same as BCR 4 with the addition of ethanol. Successive alkalinity producing system (SAPS) with manure and limestone | Data not provided | Data not provided
Treatability Study Technical Memorandum, Blue Ledge Mine Superfund Site, Siskiyou County, California | BLUE LEDGE MINE | CAN000906063 | N/A | N/A | TSP05 | Post operations | BCR 5 | Passive | Successive alkalinity producing system (SAPS) | Pre-treatment | Discharge from reclaimed waste rock pile 1 (WRP1) area (adits, runoff, and groundwater seeps) | N | Pre-treatment | Data not provided | Rogue River – Siskiyou National Forest in Northern California/no constraints noted | Pilot | September - December 2012 | Manganese | Mn, total | µg/L | N | N/A |  |  |  | 621 | 3180 | -412.0773 | [6 empty] | Data not provided | Data not provided | Data not provided | Data not provided | Data not provided | Data not provided | Data not provided | Data not provided |  | Influent | 3.07 | 8.64 | mg/L | 5.49 | °C | Data not provided | N/A | Data not provided | N/A | 515.3 | mV | 561 | µS/cm | None | N/A | Data not provided | Data not provided | Data not provided | Data not provided | Data not provided | Data not provided | Data not provided | Data not provided | The short time period of the study and cold weather/cold influent water appear to have had an overall negative effect on establishing robust microbial communities and sustaining sulfate reduction. | Data not provided | Fresh dairy cow manure should be used rather than horse manure - Dairy manure has been shown to contain higher numbers and diversity of SRB than horse or other manure types. Must have a consistent ethanol dose to the barrels. | Data not provided | Same as BCR 4 with the addition of ethanol. Successive alkalinity producing system (SAPS) with manure and limestone | Data not provided | Data not provided
Treatability Study Technical Memorandum, Blue Ledge Mine Superfund Site, Siskiyou County, California | BLUE LEDGE MINE | CAN000906063 | N/A | N/A | TSP05 | Post operations | BCR 5 | Passive | Successive alkalinity producing system (SAPS) | Pre-treatment | Discharge from reclaimed waste rock pile 1 (WRP1) area (adits, runoff, and groundwater seeps) | N | Pre-treatment | Data not provided | Rogue River – Siskiyou National Forest in Northern California/no constraints noted | Pilot | September - December 2012 | Manganese | Mn, dissolved | µg/L | N | N/A |  |  |  | 629 | 3080 | -389.6661 | [6 empty] | Data not provided | Data not provided | Data not provided | Data not provided | Data not provided | Data not provided | Data not provided | Data not provided |  | Influent | 3.07 | 8.64 | mg/L | 5.49 | °C | Data not provided | N/A | Data not provided | N/A | 515.3 | mV | 561 | µS/cm | None | N/A | Data not provided | Data not provided | Data not provided | Data not provided | Data not provided | Data not provided | Data not provided | Data not provided | The short time period of the study and cold weather/cold influent water appear to have had an overall negative effect on establishing robust microbial communities and sustaining sulfate reduction. | Data not provided | Fresh dairy cow manure should be used rather than horse manure - Dairy manure has been shown to contain higher numbers and diversity of SRB than horse or other manure types. Must have a consistent ethanol dose to the barrels. | Data not provided | Same as BCR 4 with the addition of ethanol. Successive alkalinity producing system (SAPS) with manure and limestone | Data not provided | Data not provided
Treatability Study Technical Memorandum, Blue Ledge Mine Superfund Site, Siskiyou County, California | BLUE LEDGE MINE | CAN000906063 | N/A | N/A | TSP05 | Post operations | BCR 5 | Passive | Successive alkalinity producing system (SAPS) | Pre-treatment | Discharge from reclaimed waste rock pile 1 (WRP1) area (adits, runoff, and groundwater seeps) | N | Pre-treatment | Data not provided | Rogue River – Siskiyou National Forest in Northern California/no constraints noted | Pilot | September - December 2012 | Manganese | Mn, total | µg/L | N | N/A | [6 empty] | 5450 | 2360 | -130.9322 |  |  |  | Data not provided | Data not provided | Data not provided | Data not provided | Data not provided | Data not provided | Data not provided | Data not provided |  | Effluent | 6.89 | 4.73 | mg/L | 6.38 | °C | Data not provided | N/A | Data not provided | N/A | -58.6 | mV | 2294 | µS/cm | None | N/A | Data not provided | Data not provided | Data not provided | Data not provided | Data not provided | Data not provided | Data not provided | Data not provided | The short time period of the study and cold weather/cold influent water appear to have had an overall negative effect on establishing robust microbial communities and sustaining sulfate reduction. | Data not provided | Fresh dairy cow manure should be used rather than horse manure - Dairy manure has been shown to contain higher numbers and diversity of SRB than horse or other manure types. Must have a consistent ethanol dose to the barrels. | Data not provided | Same as BCR 4 with the addition of ethanol. Successive alkalinity producing system (SAPS) with manure and limestone | Data not provided | Data not provided
Treatability Study Technical Memorandum, Blue Ledge Mine Superfund Site, Siskiyou County, California | BLUE LEDGE MINE | CAN000906063 | N/A | N/A | TSP05 | Post operations | BCR 5 | Passive | Successive alkalinity producing system (SAPS) | Pre-treatment | Discharge from reclaimed waste rock pile 1 (WRP1) area (adits, runoff, and groundwater seeps) | N | Pre-treatment | Data not provided | Rogue River – Siskiyou National Forest in Northern California/no constraints noted | Pilot | September - December 2012 | Manganese | Mn, dissolved | µg/L | N | N/A | [6 empty] | 5400 | 2350 | -129.7872 |  |  |  | Data not provided | Data not provided | Data not provided | Data not provided | Data not provided | Data not provided | Data not provided | Data not provided |  | Effluent | 6.89 | 4.73 | mg/L | 6.38 | °C | Data not provided | N/A | Data not provided | N/A | -58.6 | mV | 2294 | µS/cm | None | N/A | Data not provided | Data not provided | Data not provided | Data not provided | Data not provided | Data not provided | Data not provided | Data not provided | The short time period of the study and cold weather/cold influent water appear to have had an overall negative effect on establishing robust microbial communities and sustaining sulfate reduction. | Data not provided | Fresh dairy cow manure should be used rather than horse manure - Dairy manure has been shown to contain higher numbers and diversity of SRB than horse or other manure types. Must have a consistent ethanol dose to the barrels. | Data not provided | Same as BCR 4 with the addition of ethanol. Successive alkalinity producing system (SAPS) with manure and limestone | Data not provided | Data not provided
Treatability Study Technical Memorandum, Blue Ledge Mine Superfund Site, Siskiyou County, California | BLUE LEDGE MINE | CAN000906063 | N/A | N/A | TSP05 | Post operations | BCR 5 | Passive | Successive alkalinity producing system (SAPS) | Pre-treatment | Discharge from reclaimed waste rock pile 1 (WRP1) area (adits, runoff, and groundwater seeps) | N | Pre-treatment | Data not provided | Rogue River – Siskiyou National Forest in Northern California/no constraints noted | Pilot | September - December 2012 | Manganese | Mn, total | µg/L | N | N/A | [9 empty] | 1040 | 4590 | 77.342 | Data not provided | Data not provided | Data not provided | Data not provided | Data not provided | Data not provided | Data not provided | Data not provided |  | Effluent | 6.3 | 3.97 | mg/L | 9.6 | °C | Data not provided | N/A | Data not provided | N/A | -102.9 | mV | 4338 | µS/cm | None | N/A | Data not provided | Data not provided | Data not provided | Data not provided | Data not provided | Data not provided | Data not provided | Data not provided | The short time period of the study and cold weather/cold influent water appear to have had an overall negative effect on establishing robust microbial communities and sustaining sulfate reduction. | Data not provided | Fresh dairy cow manure should be used rather than horse manure - Dairy manure has been shown to contain higher numbers and diversity of SRB than horse or other manure types. Must have a consistent ethanol dose to the barrels. | Data not provided | Same as BCR 4 with the addition of ethanol. Successive alkalinity producing system (SAPS) with manure and limestone | Data not provided | Data not provided
Treatability Study Technical Memorandum, Blue Ledge Mine Superfund Site, Siskiyou County, California | BLUE LEDGE MINE | CAN000906063 | N/A | N/A | TSP05 | Post operations | BCR 5 | Passive | Successive alkalinity producing system (SAPS) | Pre-treatment | Discharge from reclaimed waste rock pile 1 (WRP1) area (adits, runoff, and groundwater seeps) | N | Pre-treatment | Data not provided | Rogue River – Siskiyou National Forest in Northern California/no constraints noted | Pilot | September - December 2012 | Manganese | Mn, dissolved | µg/L | N | N/A | [9 empty] | 2200 | 1080 | -103.7037 | Data not provided | Data not provided | Data not provided | Data not provided | Data not provided | Data not provided | Data not provided | Data not provided |  | Effluent | 6.55 | 1.22 | mg/L | 4.74 | °C | Data not provided | N/A | Data not provided | N/A | -201.9 | mV | 683 | µS/cm | None | N/A | Data not provided | Data not provided | Data not provided | Data not provided | Data not provided | Data not provided | Data not provided | Data not provided | The short time period of the study and cold weather/cold influent water appear to have had an overall negative effect on establishing robust microbial communities and sustaining sulfate reduction. | Data not provided | Fresh dairy cow manure should be used rather than horse manure - Dairy manure has been shown to contain higher numbers and diversity of SRB than horse or other manure types. Must have a consistent ethanol dose to the barrels. | Data not provided | Same as BCR 4 with the addition of ethanol. Successive alkalinity producing system (SAPS) with manure and limestone | Data not provided | Data not provided
Treatability Study Technical Memorandum, Blue Ledge Mine Superfund Site, Siskiyou County, California | BLUE LEDGE MINE | CAN000906063 | N/A | N/A | TSP01 | Post operations | BCR 1 | Passive | Biochemical reactor (BCR) | No pre-treatment | Discharge from reclaimed waste rock pile 1 (WRP1) area (adits, runoff, and groundwater seeps) | N | BCR without pre-treatment | Data not provided | Rogue River – Siskiyou National Forest in Northern California/no constraints noted | Pilot | September - December 2012 | Sodium | Na, total | µg/L | N | N/A | 5710 | 8260 | -44.6585 | [9 empty] | Data not provided | Data not provided | Data not provided | Data not provided | Data not provided | Data not provided | Data not provided | Data not provided |  | Influent | 3.14 | 9.29 | mg/L | 8.83 | °C | Data not provided | N/A | Data not provided | N/A | 225.6 | mV | 1149 | µS/cm | None | N/A | Data not provided | Data not provided | Data not provided | Data not provided | Data not provided | Data not provided | Data not provided | Data not provided | The short time period of the study and cold weather/cold influent water appear to have had an overall negative effect on establishing robust microbial communities and sustaining sulfate reduction. | Data not provided | Fresh dairy cow manure should be used rather than horse manure - Dairy manure has been shown to contain higher numbers and diversity of SRB than horse or other manure types. Must have a consistent ethanol dose to the barrels. | Data not provided | Substrate: standard wood based substrate (wood chips and sawdust) | Data not provided | Multiple limits of detection over time of study. Value is the max influent value not qualified as non-detect. Non-detect values is < 5,000.
Treatability Study Technical Memorandum, Blue Ledge Mine Superfund Site, Siskiyou County, California | BLUE LEDGE MINE | CAN000906063 | N/A | N/A | TSP01 | Post operations | BCR 1 | Passive | Biochemical reactor (BCR) | No pre-treatment | Discharge from reclaimed waste rock pile 1 (WRP1) area (adits, runoff, and groundwater seeps) | N | BCR without pre-treatment | Data not provided | Rogue River – Siskiyou National Forest in Northern California/no constraints noted | Pilot | September - December 2012 | Sodium | Na, dissolved | µg/L | N | N/A | 6730 | 8670 | -28.8262 | [9 empty] | Data not provided | Data not provided | Data not provided | Data not provided | Data not provided | Data not provided | Data not provided | Data not provided |  | Influent | 3.14 | 9.29 | mg/L | 8.83 | °C | Data not provided | N/A | Data not provided | N/A | 225.6 | mV | 1149 | µS/cm | None | N/A | Data not provided | Data not provided | Data not provided | Data not provided | Data not provided | Data not provided | Data not provided | Data not provided | The short time period of the study and cold weather/cold influent water appear to have had an overall negative effect on establishing robust microbial communities and sustaining sulfate reduction. | Data not provided | Fresh dairy cow manure should be used rather than horse manure - Dairy manure has been shown to contain higher numbers and diversity of SRB than horse or other manure types. Must have a consistent ethanol dose to the barrels. | Data not provided | Substrate: standard wood based substrate (wood chips and sawdust) | Data not provided | Multiple limits of detection over time of study. Value is the max influent value not qualified as non-detect. Non-detect values is < 5,000.
Treatability Study Technical Memorandum, Blue Ledge Mine Superfund Site, Siskiyou County, California | BLUE LEDGE MINE | CAN000906063 | N/A | N/A | TSP01 | Post operations | BCR 1 | Passive | Biochemical reactor (BCR) | No pre-treatment | Discharge from reclaimed waste rock pile 1 (WRP1) area (adits, runoff, and groundwater seeps) | N | BCR without pre-treatment | Data not provided | Rogue River – Siskiyou National Forest in Northern California/no constraints noted | Pilot | September - December 2012 | Sodium | Na, total | µg/L | N | N/A |  |  |  | 5290 | 6300 | -19.0926 | [6 empty] | Data not provided | Data not provided | Data not provided | Data not provided | Data not provided | Data not provided | Data not provided | Data not provided |  | Influent | 3.15 | 9.09 | mg/L | 5.76 | °C | Data not provided | N/A | Data not provided | N/A | 260.6 | mV | 2255 | µS/cm | None | N/A | Data not provided | Data not provided | Data not provided | Data not provided | Data not provided | Data not provided | Data not provided | Data not provided | The short time period of the study and cold weather/cold influent water appear to have had an overall negative effect on establishing robust microbial communities and sustaining sulfate reduction. | Data not provided | Fresh dairy cow manure should be used rather than horse manure - Dairy manure has been shown to contain higher numbers and diversity of SRB than horse or other manure types. Must have a consistent ethanol dose to the barrels. | Data not provided | Substrate: standard wood based substrate (wood chips and sawdust) | Data not provided | Multiple limits of detection over time of study. Value is the min influent value not qualified as non-detect. Non-detect values is < 5,000.
Treatability Study Technical Memorandum, Blue Ledge Mine Superfund Site, Siskiyou County, California | BLUE LEDGE MINE | CAN000906063 | N/A | N/A | TSP01 | Post operations | BCR 1 | Passive | Biochemical reactor (BCR) | No pre-treatment | Discharge from reclaimed waste rock pile 1 (WRP1) area (adits, runoff, and groundwater seeps) | N | BCR without pre-treatment | Data not provided | Rogue River – Siskiyou National Forest in Northern California/no constraints noted | Pilot | September - December 2012 | Sodium | Na, dissolved | µg/L | N | N/A |  |  |  | 5040 | 116000 | -2201.5873 | [6 empty] | Data not provided | Data not provided | Data not provided | Data not provided | Data not provided | Data not provided | Data not provided | Data not provided |  | Influent | 3.08 | 8.23 | mg/L | 8.55 | °C | Data not provided | N/A | Data not provided | N/A | 243 | mV | 2215 | µS/cm | None | N/A | Data not provided | Data not provided | Data not provided | Data not provided | Data not provided | Data not provided | Data not provided | Data not provided | The short time period of the study and cold weather/cold influent water appear to have had an overall negative effect on establishing robust microbial communities and sustaining sulfate reduction. | Data not provided | Fresh dairy cow manure should be used rather than horse manure - Dairy manure has been shown to contain higher numbers and diversity of SRB than horse or other manure types. Must have a consistent ethanol dose to the barrels. | Data not provided | Substrate: standard wood based substrate (wood chips and sawdust) | Data not provided | Multiple limits of detection over time of study. Value is the min influent value not qualified as non-detect. Non-detect values is < 5,000.
Treatability Study Technical Memorandum, Blue Ledge Mine Superfund Site, Siskiyou County, California | BLUE LEDGE MINE | CAN000906063 | N/A | N/A | TSP01 | Post operations | BCR 1 | Passive | Biochemical reactor (BCR) | No pre-treatment | Discharge from reclaimed waste rock pile 1 (WRP1) area (adits, runoff, and groundwater seeps) | N | BCR without pre-treatment | Data not provided | Rogue River – Siskiyou National Forest in Northern California/no constraints noted | Pilot | September - December 2012 | Sodium | Na, total | µg/L | N | N/A | [6 empty] | 220000 | 5370 | -3996.8343 |  |  |  | Data not provided | Data not provided | Data not provided | Data not provided | Data not provided | Data not provided | Data not provided | Data not provided |  | Effluent | 5.77 | 8.05 | mg/L | 14.73 | °C | Data not provided | N/A | Data not provided | N/A | 249.4 | mV | 2656 | µS/cm | None | N/A | Data not provided | Data not provided | Data not provided | Data not provided | Data not provided | Data not provided | Data not provided | Data not provided | The short time period of the study and cold weather/cold influent water appear to have had an overall negative effect on establishing robust microbial communities and sustaining sulfate reduction. | Data not provided | Fresh dairy cow manure should be used rather than horse manure - Dairy manure has been shown to contain higher numbers and diversity of SRB than horse or other manure types. Must have a consistent ethanol dose to the barrels. | Data not provided | Substrate: standard wood based substrate (wood chips and sawdust) | Data not provided | Multiple limits of detection over time of study. Value is the max effluent value not qualified as non-detect. Non-detect values is < 5,000.
Treatability Study Technical Memorandum, Blue Ledge Mine Superfund Site, Siskiyou County, California | BLUE LEDGE MINE | CAN000906063 | N/A | N/A | TSP01 | Post operations | BCR 1 | Passive | Biochemical reactor (BCR) | No pre-treatment | Discharge from reclaimed waste rock pile 1 (WRP1) area (adits, runoff, and groundwater seeps) | N | BCR without pre-treatment | Data not provided | Rogue River – Siskiyou National Forest in Northern California/no constraints noted | Pilot | September - December 2012 | Sodium | Na, dissolved | µg/L | N | N/A | [6 empty] | 218000 | 5430 | -3914.733 |  |  |  | Data not provided | Data not provided | Data not provided | Data not provided | Data not provided | Data not provided | Data not provided | Data not provided |  | Effluent | 5.77 | 8.05 | mg/L | 14.73 | °C | Data not provided | N/A | Data not provided | N/A | 249.4 | mV | 2656 | µS/cm | None | N/A | Data not provided | Data not provided | Data not provided | Data not provided | Data not provided | Data not provided | Data not provided | Data not provided | The short time period of the study and cold weather/cold influent water appear to have had an overall negative effect on establishing robust microbial communities and sustaining sulfate reduction. | Data not provided | Fresh dairy cow manure should be used rather than horse manure - Dairy manure has been shown to contain higher numbers and diversity of SRB than horse or other manure types. Must have a consistent ethanol dose to the barrels. | Data not provided | Substrate: standard wood based substrate (wood chips and sawdust) | Data not provided | Multiple limits of detection over time of study. Value is the max effluent value not qualified as non-detect. Non-detect values is < 5,000.
Treatability Study Technical Memorandum, Blue Ledge Mine Superfund Site, Siskiyou County, California | BLUE LEDGE MINE | CAN000906063 | N/A | N/A | TSP01 | Post operations | BCR 1 | Passive | Biochemical reactor (BCR) | No pre-treatment | Discharge from reclaimed waste rock pile 1 (WRP1) area (adits, runoff, and groundwater seeps) | N | BCR without pre-treatment | Data not provided | Rogue River – Siskiyou National Forest in Northern California/no constraints noted | Pilot | September - December 2012 | Sodium | Na, total | µg/L | N | N/A | [9 empty] | 6300 | 5290 | -19.0926 | Data not provided | Data not provided | Data not provided | Data not provided | Data not provided | Data not provided | Data not provided | Data not provided |  | Effluent | 6.6 | 4.32 | mg/L | 5.62 | °C | Data not provided | N/A | Data not provided | N/A | -8.1 | mV | 2156 | µS/cm | None | N/A | Data not provided | Data not provided | Data not provided | Data not provided | Data not provided | Data not provided | Data not provided | Data not provided | The short time period of the study and cold weather/cold influent water appear to have had an overall negative effect on establishing robust microbial communities and sustaining sulfate reduction. | Data not provided | Fresh dairy cow manure should be used rather than horse manure - Dairy manure has been shown to contain higher numbers and diversity of SRB than horse or other manure types. Must have a consistent ethanol dose to the barrels. | Data not provided | Substrate: standard wood based substrate (wood chips and sawdust) | Data not provided | Multiple limits of detection over time of study. Value is the min effluent value not qualified as non-detect. Non-detect values is < 5,000.
Treatability Study Technical Memorandum, Blue Ledge Mine Superfund Site, Siskiyou County, California | BLUE LEDGE MINE | CAN000906063 | N/A | N/A | TSP01 | Post operations | BCR 1 | Passive | Biochemical reactor (BCR) | No pre-treatment | Discharge from reclaimed waste rock pile 1 (WRP1) area (adits, runoff, and groundwater seeps) | N | BCR without pre-treatment | Data not provided | Rogue River – Siskiyou National Forest in Northern California/no constraints noted | Pilot | September - December 2012 | Sodium | Na, dissolved | µg/L | N | N/A | [9 empty] | 6200 | ND | Not Applicable | Data not provided | Data not provided | Data not provided | Data not provided | Data not provided | Data not provided | Data not provided | Data not provided |  | Effluent | 6.57 | 3 | mg/L | 7.44 | °C | Data not provided | N/A | Data not provided | N/A | 67.8 | mV | 2129 | µS/cm | None | N/A | Data not provided | Data not provided | Data not provided | Data not provided | Data not provided | Data not provided | Data not provided | Data not provided | The short time period of the study and cold weather/cold influent water appear to have had an overall negative effect on establishing robust microbial communities and sustaining sulfate reduction. | Data not provided | Fresh dairy cow manure should be used rather than horse manure - Dairy manure has been shown to contain higher numbers and diversity of SRB than horse or other manure types. Must have a consistent ethanol dose to the barrels. | Data not provided | Substrate: standard wood based substrate (wood chips and sawdust) | Data not provided | Multiple limits of detection over time of study. Value is the min effluent value not qualified as non-detect. Non-detect values is < 5,000. | ND = non-detect
Treatability Study Technical Memorandum, Blue Ledge Mine Superfund Site, Siskiyou County, California | BLUE LEDGE MINE | CAN000906063 | N/A | N/A | TSP02 | Post operations | BCR 2 | Passive | Biochemical reactor (BCR) | No pre-treatment | Discharge from reclaimed waste rock pile 1 (WRP1) area (adits, runoff, and groundwater seeps) | N | BCR without pre-treatment | Data not provided | Rogue River – Siskiyou National Forest in Northern California/no constraints noted | Pilot | September - December 2012 | Sodium | Na, total | µg/L | N | N/A | 5710 | 7080 | -23.993 | [9 empty] | Data not provided | Data not provided | Data not provided | Data not provided | Data not provided | Data not provided | Data not provided | Data not provided |  | Influent | 3.14 | 9.29 | mg/L | 8.83 | °C | Data not provided | N/A | Data not provided | N/A | 225.6 | mV | 1149 | µS/cm | None | N/A | Data not provided | Data not provided | Data not provided | Data not provided | Data not provided | Data not provided | Data not provided | Data not provided | The short time period of the study and cold weather/cold influent water appear to have had an overall negative effect on establishing robust microbial communities and sustaining sulfate reduction. | Data not provided | Fresh dairy cow manure should be used rather than horse manure - Dairy manure has been shown to contain higher numbers and diversity of SRB than horse or other manure types. Must have a consistent ethanol dose to the barrels. | Data not provided | Substrate: standard wood based substrate (wood chips and sawdust) with compost (horse manure) | Data not provided | Multiple limits of detection over time of study. Value is the max influent value not qualified as non-detect. Non-detect values is < 5,000.
Treatability Study Technical Memorandum, Blue Ledge Mine Superfund Site, Siskiyou County, California | BLUE LEDGE MINE | CAN000906063 | N/A | N/A | TSP02 | Post operations | BCR 2 | Passive | Biochemical reactor (BCR) | No pre-treatment | Discharge from reclaimed waste rock pile 1 (WRP1) area (adits, runoff, and groundwater seeps) | N | BCR without pre-treatment | Data not provided | Rogue River – Siskiyou National Forest in Northern California/no constraints noted | Pilot | September - December 2012 | Sodium | Na, dissolved | µg/L | N | N/A | 6730 | 7000 | -4.0119 | [9 empty] | Data not provided | Data not provided | Data not provided | Data not provided | Data not provided | Data not provided | Data not provided | Data not provided |  | Influent | 3.14 | 9.29 | mg/L | 8.83 | °C | Data not provided | N/A | Data not provided | N/A | 225.6 | mV | 1149 | µS/cm | None | N/A | Data not provided | Data not provided | Data not provided | Data not provided | Data not provided | Data not provided | Data not provided | Data not provided | The short time period of the study and cold weather/cold influent water appear to have had an overall negative effect on establishing robust microbial communities and sustaining sulfate reduction. | Data not provided | Fresh dairy cow manure should be used rather than horse manure - Dairy manure has been shown to contain higher numbers and diversity of SRB than horse or other manure types. Must have a consistent ethanol dose to the barrels. | Data not provided | Substrate: standard wood based substrate (wood chips and sawdust) with compost (horse manure) | Data not provided | Multiple limits of detection over time of study. Value is the max influent value not qualified as non-detect. Non-detect values is < 5,000.
Treatability Study Technical Memorandum, Blue Ledge Mine Superfund Site, Siskiyou County, California | BLUE LEDGE MINE | CAN000906063 | N/A | N/A | TSP02 | Post operations | BCR 2 | Passive | Biochemical reactor (BCR) | No pre-treatment | Discharge from reclaimed waste rock pile 1 (WRP1) area (adits, runoff, and groundwater seeps) | N | BCR without pre-treatment | Data not provided | Rogue River – Siskiyou National Forest in Northern California/no constraints noted | Pilot | September - December 2012 | Sodium | Na, total | µg/L | N | N/A |  |  |  | 5290 | 5890 | -11.3422 | [6 empty] | Data not provided | Data not provided | Data not provided | Data not provided | Data not provided | Data not provided | Data not provided | Data not provided |  | Influent | 3.15 | 9.09 | mg/L | 5.76 | °C | Data not provided | N/A | Data not provided | N/A | 260.6 | mV | 2255 | µS/cm | None | N/A | Data not provided | Data not provided | Data not provided | Data not provided | Data not provided | Data not provided | Data not provided | Data not provided | The short time period of the study and cold weather/cold influent water appear to have had an overall negative effect on establishing robust microbial communities and sustaining sulfate reduction. | Data not provided | Fresh dairy cow manure should be used rather than horse manure - Dairy manure has been shown to contain higher numbers and diversity of SRB than horse or other manure types. Must have a consistent ethanol dose to the barrels. | Data not provided | Substrate: standard wood based substrate (wood chips and sawdust) with compost (horse manure) | Data not provided | Multiple limits of detection over time of study. Value is the min influent value not qualified as non-detect. Non-detect values is < 5,000.
Treatability Study Technical Memorandum, Blue Ledge Mine Superfund Site, Siskiyou County, California | BLUE LEDGE MINE | CAN000906063 | N/A | N/A | TSP02 | Post operations | BCR 2 | Passive | Biochemical reactor (BCR) | No pre-treatment | Discharge from reclaimed waste rock pile 1 (WRP1) area (adits, runoff, and groundwater seeps) | N | BCR without pre-treatment | Data not provided | Rogue River – Siskiyou National Forest in Northern California/no constraints noted | Pilot | September - December 2012 | Sodium | Na, dissolved | µg/L | N | N/A |  |  |  | 5040 | 76300 | -1413.8889 | [6 empty] | Data not provided | Data not provided | Data not provided | Data not provided | Data not provided | Data not provided | Data not provided | Data not provided |  | Influent | 3.08 | 8.23 | mg/L | 8.55 | °C | Data not provided | N/A | Data not provided | N/A | 243 | mV | 2215 | µS/cm | None | N/A | Data not provided | Data not provided | Data not provided | Data not provided | Data not provided | Data not provided | Data not provided | Data not provided | The short time period of the study and cold weather/cold influent water appear to have had an overall negative effect on establishing robust microbial communities and sustaining sulfate reduction. | Data not provided | Fresh dairy cow manure should be used rather than horse manure - Dairy manure has been shown to contain higher numbers and diversity of SRB than horse or other manure types. Must have a consistent ethanol dose to the barrels. | Data not provided | Substrate: standard wood based substrate (wood chips and sawdust) with compost (horse manure) | Data not provided | Multiple limits of detection over time of study. Value is the min influent value not qualified as non-detect. Non-detect values is < 5,000.
Treatability Study Technical Memorandum, Blue Ledge Mine Superfund Site, Siskiyou County, California | BLUE LEDGE MINE | CAN000906063 | N/A | N/A | TSP02 | Post operations | BCR 2 | Passive | Biochemical reactor (BCR) | No pre-treatment | Discharge from reclaimed waste rock pile 1 (WRP1) area (adits, runoff, and groundwater seeps) | N | BCR without pre-treatment | Data not provided | Rogue River – Siskiyou National Forest in Northern California/no constraints noted | Pilot | September - December 2012 | Sodium | Na, total | µg/L | N | N/A | [6 empty] | 195000 | 5370 | -3531.2849 |  |  |  | Data not provided | Data not provided | Data not provided | Data not provided | Data not provided | Data not provided | Data not provided | Data not provided |  | Effluent | 5.55 | 5.45 | mg/L | 14.93 | °C | Data not provided | N/A | Data not provided | N/A | 79 | mV | 5425 | µS/cm | None | N/A | Data not provided | Data not provided | Data not provided | Data not provided | Data not provided | Data not provided | Data not provided | Data not provided | The short time period of the study and cold weather/cold influent water appear to have had an overall negative effect on establishing robust microbial communities and sustaining sulfate reduction. | Data not provided | Fresh dairy cow manure should be used rather than horse manure - Dairy manure has been shown to contain higher numbers and diversity of SRB than horse or other manure types. Must have a consistent ethanol dose to the barrels. | Data not provided | Substrate: standard wood based substrate (wood chips and sawdust) with compost (horse manure) | Data not provided | Multiple limits of detection over time of study. Value is the max effluent value not qualified as non-detect. Non-detect values is < 5,000.
Treatability Study Technical Memorandum, Blue Ledge Mine Superfund Site, Siskiyou County, California | BLUE LEDGE MINE | CAN000906063 | N/A | N/A | TSP02 | Post operations | BCR 2 | Passive | Biochemical reactor (BCR) | No pre-treatment | Discharge from reclaimed waste rock pile 1 (WRP1) area (adits, runoff, and groundwater seeps) | N | BCR without pre-treatment | Data not provided | Rogue River – Siskiyou National Forest in Northern California/no constraints noted | Pilot | September - December 2012 | Sodium | Na, dissolved | µg/L | N | N/A | [6 empty] | 174000 | 5430 | -3104.4199 |  |  |  | Data not provided | Data not provided | Data not provided | Data not provided | Data not provided | Data not provided | Data not provided | Data not provided |  | Effluent | 5.55 | 5.45 | mg/L | 14.93 | °C | Data not provided | N/A | Data not provided | N/A | 79 | mV | 5425 | µS/cm | None | N/A | Data not provided | Data not provided | Data not provided | Data not provided | Data not provided | Data not provided | Data not provided | Data not provided | The short time period of the study and cold weather/cold influent water appear to have had an overall negative effect on establishing robust microbial communities and sustaining sulfate reduction. | Data not provided | Fresh dairy cow manure should be used rather than horse manure - Dairy manure has been shown to contain higher numbers and diversity of SRB than horse or other manure types. Must have a consistent ethanol dose to the barrels. | Data not provided | Substrate: standard wood based substrate (wood chips and sawdust) with compost (horse manure) | Data not provided | Multiple limits of detection over time of study. Value is the max effluent value not qualified as non-detect. Non-detect values is < 5,000.
Treatability Study Technical Memorandum, Blue Ledge Mine Superfund Site, Siskiyou County, California | BLUE LEDGE MINE | CAN000906063 | N/A | N/A | TSP02 | Post operations | BCR 2 | Passive | Biochemical reactor (BCR) | No pre-treatment | Discharge from reclaimed waste rock pile 1 (WRP1) area (adits, runoff, and groundwater seeps) | N | BCR without pre-treatment | Data not provided | Rogue River – Siskiyou National Forest in Northern California/no constraints noted | Pilot | September - December 2012 | Sodium | Na, total | µg/L | N | N/A | [9 empty] | 5720 | ND | Not Applicable | Data not provided | Data not provided | Data not provided | Data not provided | Data not provided | Data not provided | Data not provided | Data not provided |  | Effluent | Data not provided | 4.97 | mg/L | 6.43 | °C | Data not provided | N/A | Data not provided | N/A | -11.4 | mV | 2089 | µS/cm | None | N/A | Data not provided | Data not provided | Data not provided | Data not provided | Data not provided | Data not provided | Data not provided | Data not provided | The short time period of the study and cold weather/cold influent water appear to have had an overall negative effect on establishing robust microbial communities and sustaining sulfate reduction. | Data not provided | Fresh dairy cow manure should be used rather than horse manure - Dairy manure has been shown to contain higher numbers and diversity of SRB than horse or other manure types. Must have a consistent ethanol dose to the barrels. | Data not provided | Substrate: standard wood based substrate (wood chips and sawdust) with compost (horse manure) | Data not provided | Multiple limits of detection over time of study. Value is the min effluent value not qualified as non-detect. Non-detect values is < 5,000. | ND = non-detect
Treatability Study Technical Memorandum, Blue Ledge Mine Superfund Site, Siskiyou County, California | BLUE LEDGE MINE | CAN000906063 | N/A | N/A | TSP02 | Post operations | BCR 2 | Passive | Biochemical reactor (BCR) | No pre-treatment | Discharge from reclaimed waste rock pile 1 (WRP1) area (adits, runoff, and groundwater seeps) | N | BCR without pre-treatment | Data not provided | Rogue River – Siskiyou National Forest in Northern California/no constraints noted | Pilot | September - December 2012 | Sodium | Na, dissolved | µg/L | N | N/A | [9 empty] | 5530 | 5460 | -1.2821 | Data not provided | Data not provided | Data not provided | Data not provided | Data not provided | Data not provided | Data not provided | Data not provided |  | Effluent | 6.57 | 2.11 | mg/L | 9.17 | °C | Data not provided | N/A | Data not provided | N/A | -85 | mV | 2080 | µS/cm | None | N/A | Data not provided | Data not provided | Data not provided | Data not provided | Data not provided | Data not provided | Data not provided | Data not provided | The short time period of the study and cold weather/cold influent water appear to have had an overall negative effect on establishing robust microbial communities and sustaining sulfate reduction. | Data not provided | Fresh dairy cow manure should be used rather than horse manure - Dairy manure has been shown to contain higher numbers and diversity of SRB than horse or other manure types. Must have a consistent ethanol dose to the barrels. | Data not provided | Substrate: standard wood based substrate (wood chips and sawdust) with compost (horse manure) | Data not provided | Multiple limits of detection over time of study. Value is the min effluent value not qualified as non-detect. Non-detect values is < 5,000.
Treatability Study Technical Memorandum, Blue Ledge Mine Superfund Site, Siskiyou County, California | BLUE LEDGE MINE | CAN000906063 | N/A | N/A | TSP03 | Post operations | BCR 3 | Passive | Biochemical reactor (BCR) | No pre-treatment | Discharge from reclaimed waste rock pile 1 (WRP1) area (adits, runoff, and groundwater seeps) | N | BCR without pre-treatment | Data not provided | Rogue River – Siskiyou National Forest in Northern California/no constraints noted | Pilot | September - December 2012 | Sodium | Na, total | µg/L | N | N/A | 5710 | 53300 | -833.4501 | [9 empty] | Data not provided | Data not provided | Data not provided | Data not provided | Data not provided | Data not provided | Data not provided | Data not provided |  | Influent | 3.14 | 9.29 | mg/L | 8.83 | °C | Data not provided | N/A | Data not provided | N/A | 225.6 | mV | 1149 | µS/cm | None | N/A | Data not provided | Data not provided | Data not provided | Data not provided | Data not provided | Data not provided | Data not provided | Data not provided | The short time period of the study and cold weather/cold influent water appear to have had an overall negative effect on establishing robust microbial communities and sustaining sulfate reduction. | Data not provided | Fresh dairy cow manure should be used rather than horse manure - Dairy manure has been shown to contain higher numbers and diversity of SRB than horse or other manure types. Must have a consistent ethanol dose to the barrels. | Data not provided | Substrate: ChitoRem | Data not provided | Multiple limits of detection over time of study. Value is the max influent value not qualified as non-detect. Non-detect values is < 5,000.
Treatability Study Technical Memorandum, Blue Ledge Mine Superfund Site, Siskiyou County, California | BLUE LEDGE MINE | CAN000906063 | N/A | N/A | TSP03 | Post operations | BCR 3 | Passive | Biochemical reactor (BCR) | No pre-treatment | Discharge from reclaimed waste rock pile 1 (WRP1) area (adits, runoff, and groundwater seeps) | N | BCR without pre-treatment | Data not provided | Rogue River – Siskiyou National Forest in Northern California/no constraints noted | Pilot | September - December 2012 | Sodium | Na, dissolved | µg/L | N | N/A | 6730 | 46500 | -590.9361 | [9 empty] | Data not provided | Data not provided | Data not provided | Data not provided | Data not provided | Data not provided | Data not provided | Data not provided |  | Influent | 3.14 | 9.29 | mg/L | 8.83 | °C | Data not provided | N/A | Data not provided | N/A | 225.6 | mV | 1149 | µS/cm | None | N/A | Data not provided | Data not provided | Data not provided | Data not provided | Data not provided | Data not provided | Data not provided | Data not provided | The short time period of the study and cold weather/cold influent water appear to have had an overall negative effect on establishing robust microbial communities and sustaining sulfate reduction. | Data not provided | Fresh dairy cow manure should be used rather than horse manure - Dairy manure has been shown to contain higher numbers and diversity of SRB than horse or other manure types. Must have a consistent ethanol dose to the barrels. | Data not provided | Substrate: ChitoRem | Data not provided | Multiple limits of detection over time of study. Value is the max influent value not qualified as non-detect. Non-detect values is < 5,000.
Treatability Study Technical Memorandum, Blue Ledge Mine Superfund Site, Siskiyou County, California | BLUE LEDGE MINE | CAN000906063 | N/A | N/A | TSP03 | Post operations | BCR 3 | Passive | Biochemical reactor (BCR) | No pre-treatment | Discharge from reclaimed waste rock pile 1 (WRP1) area (adits, runoff, and groundwater seeps) | N | BCR without pre-treatment | Data not provided | Rogue River – Siskiyou National Forest in Northern California/no constraints noted | Pilot | September - December 2012 | Sodium | Na, total | µg/L | N | N/A |  |  |  | 5290 | 25400 | -380.1512 | [6 empty] | Data not provided | Data not provided | Data not provided | Data not provided | Data not provided | Data not provided | Data not provided | Data not provided |  | Influent | 3.15 | 9.09 | mg/L | 5.76 | °C | Data not provided | N/A | Data not provided | N/A | 260.6 | mV | 2255 | µS/cm | None | N/A | Data not provided | Data not provided | Data not provided | Data not provided | Data not provided | Data not provided | Data not provided | Data not provided | The short time period of the study and cold weather/cold influent water appear to have had an overall negative effect on establishing robust microbial communities and sustaining sulfate reduction. | Data not provided | Fresh dairy cow manure should be used rather than horse manure - Dairy manure has been shown to contain higher numbers and diversity of SRB than horse or other manure types. Must have a consistent ethanol dose to the barrels. | Data not provided | Substrate: ChitoRem | Data not provided | Multiple limits of detection over time of study. Value is the min influent value not qualified as non-detect. Non-detect values is < 5,000.
Treatability Study Technical Memorandum, Blue Ledge Mine Superfund Site, Siskiyou County, California | BLUE LEDGE MINE | CAN000906063 | N/A | N/A | TSP03 | Post operations | BCR 3 | Passive | Biochemical reactor (BCR) | No pre-treatment | Discharge from reclaimed waste rock pile 1 (WRP1) area (adits, runoff, and groundwater seeps) | N | BCR without pre-treatment | Data not provided | Rogue River – Siskiyou National Forest in Northern California/no constraints noted | Pilot | September - December 2012 | Sodium | Na, dissolved | µg/L | N | N/A |  |  |  | 5040 | 662000 | -13034.9206 | [6 empty] | Data not provided | Data not provided | Data not provided | Data not provided | Data not provided | Data not provided | Data not provided | Data not provided |  | Influent | 3.08 | 8.23 | mg/L | 8.55 | °C | Data not provided | N/A | Data not provided | N/A | 243 | mV | 2215 | µS/cm | None | N/A | Data not provided | Data not provided | Data not provided | Data not provided | Data not provided | Data not provided | Data not provided | Data not provided | The short time period of the study and cold weather/cold influent water appear to have had an overall negative effect on establishing robust microbial communities and sustaining sulfate reduction. | Data not provided | Fresh dairy cow manure should be used rather than horse manure - Dairy manure has been shown to contain higher numbers and diversity of SRB than horse or other manure types. Must have a consistent ethanol dose to the barrels. | Data not provided | Substrate: ChitoRem | Data not provided | Multiple limits of detection over time of study. Value is the min influent value not qualified as non-detect. Non-detect values is < 5,000.
Treatability Study Technical Memorandum, Blue Ledge Mine Superfund Site, Siskiyou County, California | BLUE LEDGE MINE | CAN000906063 | N/A | N/A | TSP03 | Post operations | BCR 3 | Passive | Biochemical reactor (BCR) | No pre-treatment | Discharge from reclaimed waste rock pile 1 (WRP1) area (adits, runoff, and groundwater seeps) | N | BCR without pre-treatment | Data not provided | Rogue River – Siskiyou National Forest in Northern California/no constraints noted | Pilot | September - December 2012 | Sodium | Na, total | µg/L | N | N/A | [6 empty] | 1660000 | 5370 | -30812.4767 |  |  |  | Data not provided | Data not provided | Data not provided | Data not provided | Data not provided | Data not provided | Data not provided | Data not provided |  | Effluent | 7.16 | 2.12 | mg/L | 15.37 | °C | Data not provided | N/A | Data not provided | N/A | -107.2 | mV | 29030 | µS/cm | None | N/A | Data not provided | Data not provided | Data not provided | Data not provided | Data not provided | Data not provided | Data not provided | Data not provided | The short time period of the study and cold weather/cold influent water appear to have had an overall negative effect on establishing robust microbial communities and sustaining sulfate reduction. | Data not provided | Fresh dairy cow manure should be used rather than horse manure - Dairy manure has been shown to contain higher numbers and diversity of SRB than horse or other manure types. Must have a consistent ethanol dose to the barrels. | Data not provided | Substrate: ChitoRem | Data not provided | Data not provided
Treatability Study Technical Memorandum, Blue Ledge Mine Superfund Site, Siskiyou County, California | BLUE LEDGE MINE | CAN000906063 | N/A | N/A | TSP03 | Post operations | BCR 3 | Passive | Biochemical reactor (BCR) | No pre-treatment | Discharge from reclaimed waste rock pile 1 (WRP1) area (adits, runoff, and groundwater seeps) | N | BCR without pre-treatment | Data not provided | Rogue River – Siskiyou National Forest in Northern California/no constraints noted | Pilot | September - December 2012 | Sodium | Na, dissolved | µg/L | N | N/A | [6 empty] | 1480000 | 5430 | -27155.9853 |  |  |  | Data not provided | Data not provided | Data not provided | Data not provided | Data not provided | Data not provided | Data not provided | Data not provided |  | Effluent | 7.16 | 2.12 | mg/L | 15.37 | °C | Data not provided | N/A | Data not provided | N/A | -107.2 | mV | 29030 | µS/cm | None | N/A | Data not provided | Data not provided | Data not provided | Data not provided | Data not provided | Data not provided | Data not provided | Data not provided | The short time period of the study and cold weather/cold influent water appear to have had an overall negative effect on establishing robust microbial communities and sustaining sulfate reduction. | Data not provided | Fresh dairy cow manure should be used rather than horse manure - Dairy manure has been shown to contain higher numbers and diversity of SRB than horse or other manure types. Must have a consistent ethanol dose to the barrels. | Data not provided | Substrate: ChitoRem | Data not provided | Data not provided
Treatability Study Technical Memorandum, Blue Ledge Mine Superfund Site, Siskiyou County, California | BLUE LEDGE MINE | CAN000906063 | N/A | N/A | TSP03 | Post operations | BCR 3 | Passive | Biochemical reactor (BCR) | No pre-treatment | Discharge from reclaimed waste rock pile 1 (WRP1) area (adits, runoff, and groundwater seeps) | N | BCR without pre-treatment | Data not provided | Rogue River – Siskiyou National Forest in Northern California/no constraints noted | Pilot | September - December 2012 | Sodium | Na, total | µg/L | N | N/A | [9 empty] | 14100 | ND | Not Applicable | Data not provided | Data not provided | Data not provided | Data not provided | Data not provided | Data not provided | Data not provided | Data not provided |  | Effluent | 7.22 | 1.89 | mg/L | 5.47 | °C | Data not provided | N/A | Data not provided | N/A | -134.2 | mV | 3074 | µS/cm | None | N/A | Data not provided | Data not provided | Data not provided | Data not provided | Data not provided | Data not provided | Data not provided | Data not provided | The short time period of the study and cold weather/cold influent water appear to have had an overall negative effect on establishing robust microbial communities and sustaining sulfate reduction. | Data not provided | Fresh dairy cow manure should be used rather than horse manure - Dairy manure has been shown to contain higher numbers and diversity of SRB than horse or other manure types. Must have a consistent ethanol dose to the barrels. | Data not provided | Substrate: ChitoRem | Data not provided | Data not provided | ND = non-detect (< 5,000)
Treatability Study Technical Memorandum, Blue Ledge Mine Superfund Site, Siskiyou County, California | BLUE LEDGE MINE | CAN000906063 | N/A | N/A | TSP03 | Post operations | BCR 3 | Passive | Biochemical reactor (BCR) | No pre-treatment | Discharge from reclaimed waste rock pile 1 (WRP1) area (adits, runoff, and groundwater seeps) | N | BCR without pre-treatment | Data not provided | Rogue River – Siskiyou National Forest in Northern California/no constraints noted | Pilot | September - December 2012 | Sodium | Na, dissolved | µg/L | N | N/A | [9 empty] | 13800 | ND | Not Applicable | Data not provided | Data not provided | Data not provided | Data not provided | Data not provided | Data not provided | Data not provided | Data not provided |  | Effluent | 7.22 | 1.89 | mg/L | 5.47 | °C | Data not provided | N/A | Data not provided | N/A | -134.2 | mV | 3074 | µS/cm | None | N/A | Data not provided | Data not provided | Data not provided | Data not provided | Data not provided | Data not provided | Data not provided | Data not provided | The short time period of the study and cold weather/cold influent water appear to have had an overall negative effect on establishing robust microbial communities and sustaining sulfate reduction. | Data not provided | Fresh dairy cow manure should be used rather than horse manure - Dairy manure has been shown to contain higher numbers and diversity of SRB than horse or other manure types. Must have a consistent ethanol dose to the barrels. | Data not provided | Substrate: ChitoRem | Data not provided | Data not provided | ND = non-detect (< 5,000)
Treatability Study Technical Memorandum, Blue Ledge Mine Superfund Site, Siskiyou County, California | BLUE LEDGE MINE | CAN000906063 | N/A | N/A | TSP04 | Post operations | BCR 4 | Passive | Successive alkalinity producing system (SAPS) | Pre-treatment | Discharge from reclaimed waste rock pile 1 (WRP1) area (adits, runoff, and groundwater seeps) | N | Pre-treatment | Data not provided | Rogue River – Siskiyou National Forest in Northern California/no constraints noted | Pilot | September - December 2012 | Sodium | Na, total | µg/L | N | N/A | 5710 | 7080 | -23.993 | [9 empty] | Data not provided | Data not provided | Data not provided | Data not provided | Data not provided | Data not provided | Data not provided | Data not provided |  | Influent | 3.14 | 9.29 | mg/L | 8.83 | °C | Data not provided | N/A | Data not provided | N/A | 225.6 | mV | 1149 | µS/cm | None | N/A | Data not provided | Data not provided | Data not provided | Data not provided | Data not provided | Data not provided | Data not provided | Data not provided | The short time period of the study and cold weather/cold influent water appear to have had an overall negative effect on establishing robust microbial communities and sustaining sulfate reduction. | Data not provided | Fresh dairy cow manure should be used rather than horse manure - Dairy manure has been shown to contain higher numbers and diversity of SRB than horse or other manure types. Must have a consistent ethanol dose to the barrels. | Data not provided | Successive alkalinity producing system (SAPS) with manure and limestone | Data not provided | Multiple limits of detection over time of study. Value is the max influent value not qualified as non-detect. Non-detect values is < 5,000.
Treatability Study Technical Memorandum, Blue Ledge Mine Superfund Site, Siskiyou County, California | BLUE LEDGE MINE | CAN000906063 | N/A | N/A | TSP04 | Post operations | BCR 4 | Passive | Successive alkalinity producing system (SAPS) | Pre-treatment | Discharge from reclaimed waste rock pile 1 (WRP1) area (adits, runoff, and groundwater seeps) | N | Pre-treatment | Data not provided | Rogue River – Siskiyou National Forest in Northern California/no constraints noted | Pilot | September - December 2012 | Sodium | Na, dissolved | µg/L | N | N/A | 6730 | 6590 | 2.0802 | [9 empty] | Data not provided | Data not provided | Data not provided | Data not provided | Data not provided | Data not provided | Data not provided | Data not provided |  | Influent | 3.14 | 9.29 | mg/L | 8.83 | °C | Data not provided | N/A | Data not provided | N/A | 225.6 | mV | 1149 | µS/cm | None | N/A | Data not provided | Data not provided | Data not provided | Data not provided | Data not provided | Data not provided | Data not provided | Data not provided | The short time period of the study and cold weather/cold influent water appear to have had an overall negative effect on establishing robust microbial communities and sustaining sulfate reduction. | Data not provided | Fresh dairy cow manure should be used rather than horse manure - Dairy manure has been shown to contain higher numbers and diversity of SRB than horse or other manure types. Must have a consistent ethanol dose to the barrels. | Data not provided | Successive alkalinity producing system (SAPS) with manure and limestone | Data not provided | Multiple limits of detection over time of study. Value is the max influent value not qualified as non-detect. Non-detect values is < 5,000.
Treatability Study Technical Memorandum, Blue Ledge Mine Superfund Site, Siskiyou County, California | BLUE LEDGE MINE | CAN000906063 | N/A | N/A | TSP04 | Post operations | BCR 4 | Passive | Successive alkalinity producing system (SAPS) | Pre-treatment | Discharge from reclaimed waste rock pile 1 (WRP1) area (adits, runoff, and groundwater seeps) | N | Pre-treatment | Data not provided | Rogue River – Siskiyou National Forest in Northern California/no constraints noted | Pilot | September - December 2012 | Sodium | Na, total | µg/L | N | N/A |  |  |  | 5290 | 5990 | -13.2325 | [6 empty] | Data not provided | Data not provided | Data not provided | Data not provided | Data not provided | Data not provided | Data not provided | Data not provided |  | Influent | 3.15 | 9.09 | mg/L | 5.76 | °C | Data not provided | N/A | Data not provided | N/A | 260.6 | mV | 2255 | µS/cm | None | N/A | Data not provided | Data not provided | Data not provided | Data not provided | Data not provided | Data not provided | Data not provided | Data not provided | The short time period of the study and cold weather/cold influent water appear to have had an overall negative effect on establishing robust microbial communities and sustaining sulfate reduction. | Data not provided | Fresh dairy cow manure should be used rather than horse manure - Dairy manure has been shown to contain higher numbers and diversity of SRB than horse or other manure types. Must have a consistent ethanol dose to the barrels. | Data not provided | Successive alkalinity producing system (SAPS) with manure and limestone | Data not provided | Multiple limits of detection over time of study. Value is the min influent value not qualified as non-detect. Non-detect values is < 5,000.
Treatability Study Technical Memorandum, Blue Ledge Mine Superfund Site, Siskiyou County, California | BLUE LEDGE MINE | CAN000906063 | N/A | N/A | TSP04 | Post operations | BCR 4 | Passive | Successive alkalinity producing system (SAPS) | Pre-treatment | Discharge from reclaimed waste rock pile 1 (WRP1) area (adits, runoff, and groundwater seeps) | N | Pre-treatment | Data not provided | Rogue River – Siskiyou National Forest in Northern California/no constraints noted | Pilot | September - December 2012 | Sodium | Na, dissolved | µg/L | N | N/A |  |  |  | 5040 | 15600 | -209.5238 | [6 empty] | Data not provided | Data not provided | Data not provided | Data not provided | Data not provided | Data not provided | Data not provided | Data not provided |  | Influent | 3.08 | 8.23 | mg/L | 8.55 | °C | Data not provided | N/A | Data not provided | N/A | 243 | mV | 2215 | µS/cm | None | N/A | Data not provided | Data not provided | Data not provided | Data not provided | Data not provided | Data not provided | Data not provided | Data not provided | The short time period of the study and cold weather/cold influent water appear to have had an overall negative effect on establishing robust microbial communities and sustaining sulfate reduction. | Data not provided | Fresh dairy cow manure should be used rather than horse manure - Dairy manure has been shown to contain higher numbers and diversity of SRB than horse or other manure types. Must have a consistent ethanol dose to the barrels. | Data not provided | Successive alkalinity producing system (SAPS) with manure and limestone | Data not provided | Multiple limits of detection over time of study. Value is the min influent value not qualified as non-detect. Non-detect values is < 5,000.
Treatability Study Technical Memorandum, Blue Ledge Mine Superfund Site, Siskiyou County, California | BLUE LEDGE MINE | CAN000906063 | N/A | N/A | TSP04 | Post operations | BCR 4 | Passive | Successive alkalinity producing system (SAPS) | Pre-treatment | Discharge from reclaimed waste rock pile 1 (WRP1) area (adits, runoff, and groundwater seeps) | N | Pre-treatment | Data not provided | Rogue River – Siskiyou National Forest in Northern California/no constraints noted | Pilot | September - December 2012 | Sodium | Na, total | µg/L | N | N/A | [6 empty] | 48200 | 5370 | -797.5791 |  |  |  | Data not provided | Data not provided | Data not provided | Data not provided | Data not provided | Data not provided | Data not provided | Data not provided |  | Effluent | 7.15 | 4.64 | mg/L | 15.84 | °C | Data not provided | N/A | Data not provided | N/A | -24 | mV | 2969 | µS/cm | None | N/A | Data not provided | Data not provided | Data not provided | Data not provided | Data not provided | Data not provided | Data not provided | Data not provided | The short time period of the study and cold weather/cold influent water appear to have had an overall negative effect on establishing robust microbial communities and sustaining sulfate reduction. | Data not provided | Fresh dairy cow manure should be used rather than horse manure - Dairy manure has been shown to contain higher numbers and diversity of SRB than horse or other manure types. Must have a consistent ethanol dose to the barrels. | Data not provided | Successive alkalinity producing system (SAPS) with manure and limestone | Data not provided | Multiple limits of detection over time of study. Value is the max effluent value not qualified as non-detect. Non-detect values is < 5,000.
Treatability Study Technical Memorandum, Blue Ledge Mine Superfund Site, Siskiyou County, California | BLUE LEDGE MINE | CAN000906063 | N/A | N/A | TSP04 | Post operations | BCR 4 | Passive | Successive alkalinity producing system (SAPS) | Pre-treatment | Discharge from reclaimed waste rock pile 1 (WRP1) area (adits, runoff, and groundwater seeps) | N | Pre-treatment | Data not provided | Rogue River – Siskiyou National Forest in Northern California/no constraints noted | Pilot | September - December 2012 | Sodium | Na, dissolved | µg/L | N | N/A | [6 empty] | 47000 | 5430 | -765.5617 |  |  |  | Data not provided | Data not provided | Data not provided | Data not provided | Data not provided | Data not provided | Data not provided | Data not provided |  | Effluent | 7.15 | 4.64 | mg/L | 15.84 | °C | Data not provided | N/A | Data not provided | N/A | -24 | mV | 2969 | µS/cm | None | N/A | Data not provided | Data not provided | Data not provided | Data not provided | Data not provided | Data not provided | Data not provided | Data not provided | The short time period of the study and cold weather/cold influent water appear to have had an overall negative effect on establishing robust microbial communities and sustaining sulfate reduction. | Data not provided | Fresh dairy cow manure should be used rather than horse manure - Dairy manure has been shown to contain higher numbers and diversity of SRB than horse or other manure types. Must have a consistent ethanol dose to the barrels. | Data not provided | Successive alkalinity producing system (SAPS) with manure and limestone | Data not provided | Multiple limits of detection over time of study. Value is the max effluent value not qualified as non-detect. Non-detect values is < 5,000.
Treatability Study Technical Memorandum, Blue Ledge Mine Superfund Site, Siskiyou County, California | BLUE LEDGE MINE | CAN000906063 | N/A | N/A | TSP04 | Post operations | BCR 4 | Passive | Successive alkalinity producing system (SAPS) | Pre-treatment | Discharge from reclaimed waste rock pile 1 (WRP1) area (adits, runoff, and groundwater seeps) | N | Pre-treatment | Data not provided | Rogue River – Siskiyou National Forest in Northern California/no constraints noted | Pilot | September - December 2012 | Sodium | Na, total | µg/L | N | N/A | [9 empty] | 5470 | ND | Not Applicable | Data not provided | Data not provided | Data not provided | Data not provided | Data not provided | Data not provided | Data not provided | Data not provided |  | Effluent | Data not provided | 6.37 | mg/L | 6.4 | °C | Data not provided | N/A | Data not provided | N/A | -42 | mV | 2011 | µS/cm | None | N/A | Data not provided | Data not provided | Data not provided | Data not provided | Data not provided | Data not provided | Data not provided | Data not provided | The short time period of the study and cold weather/cold influent water appear to have had an overall negative effect on establishing robust microbial communities and sustaining sulfate reduction. | Data not provided | Fresh dairy cow manure should be used rather than horse manure - Dairy manure has been shown to contain higher numbers and diversity of SRB than horse or other manure types. Must have a consistent ethanol dose to the barrels. | Data not provided | Successive alkalinity producing system (SAPS) with manure and limestone | Data not provided | Multiple limits of detection over time of study. Value is the min effluent value not qualified as non-detect. Non-detect values is < 5,000. | ND = non-detect
Treatability Study Technical Memorandum, Blue Ledge Mine Superfund Site, Siskiyou County, California | BLUE LEDGE MINE | CAN000906063 | N/A | N/A | TSP04 | Post operations | BCR 4 | Passive | Successive alkalinity producing system (SAPS) | Pre-treatment | Discharge from reclaimed waste rock pile 1 (WRP1) area (adits, runoff, and groundwater seeps) | N | Pre-treatment | Data not provided | Rogue River – Siskiyou National Forest in Northern California/no constraints noted | Pilot | September - December 2012 | Sodium | Na, dissolved | µg/L | N | N/A | [9 empty] | 5540 | ND | Not Applicable | Data not provided | Data not provided | Data not provided | Data not provided | Data not provided | Data not provided | Data not provided | Data not provided |  | Effluent | Data not provided | 6.37 | mg/L | 6.4 | °C | Data not provided | N/A | Data not provided | N/A | -42 | mV | 2011 | µS/cm | None | N/A | Data not provided | Data not provided | Data not provided | Data not provided | Data not provided | Data not provided | Data not provided | Data not provided | The short time period of the study and cold weather/cold influent water appear to have had an overall negative effect on establishing robust microbial communities and sustaining sulfate reduction. | Data not provided | Fresh dairy cow manure should be used rather than horse manure - Dairy manure has been shown to contain higher numbers and diversity of SRB than horse or other manure types. Must have a consistent ethanol dose to the barrels. | Data not provided | Successive alkalinity producing system (SAPS) with manure and limestone | Data not provided | Multiple limits of detection over time of study. Value is the min effluent value not qualified as non-detect. Non-detect values is < 5,000. | ND = non-detect
Treatability Study Technical Memorandum, Blue Ledge Mine Superfund Site, Siskiyou County, California | BLUE LEDGE MINE | CAN000906063 | N/A | N/A | TSP05 | Post operations | BCR 5 | Passive | Successive alkalinity producing system (SAPS) | Pre-treatment | Discharge from reclaimed waste rock pile 1 (WRP1) area (adits, runoff, and groundwater seeps) | N | Pre-treatment | Data not provided | Rogue River – Siskiyou National Forest in Northern California/no constraints noted | Pilot | September - December 2012 | Sodium | Na, total | µg/L | N | N/A | 5710 | 7040 | -23.2925 | [9 empty] | Data not provided | Data not provided | Data not provided | Data not provided | Data not provided | Data not provided | Data not provided | Data not provided |  | Influent | 3.14 | 9.29 | mg/L | 8.83 | °C | Data not provided | N/A | Data not provided | N/A | 225.6 | mV | 1149 | µS/cm | None | N/A | Data not provided | Data not provided | Data not provided | Data not provided | Data not provided | Data not provided | Data not provided | Data not provided | The short time period of the study and cold weather/cold influent water appear to have had an overall negative effect on establishing robust microbial communities and sustaining sulfate reduction. | Data not provided | Fresh dairy cow manure should be used rather than horse manure - Dairy manure has been shown to contain higher numbers and diversity of SRB than horse or other manure types. Must have a consistent ethanol dose to the barrels. | Data not provided | Same as BCR 4 with the addition of ethanol. Successive alkalinity producing system (SAPS) with manure and limestone | Data not provided | Multiple limits of detection over time of study. Value is the max influent value not qualified as non-detect. Non-detect values is < 5,000.
Treatability Study Technical Memorandum, Blue Ledge Mine Superfund Site, Siskiyou County, California | BLUE LEDGE MINE | CAN000906063 | N/A | N/A | TSP05 | Post operations | BCR 5 | Passive | Successive alkalinity producing system (SAPS) | Pre-treatment | Discharge from reclaimed waste rock pile 1 (WRP1) area (adits, runoff, and groundwater seeps) | N | Pre-treatment | Data not provided | Rogue River – Siskiyou National Forest in Northern California/no constraints noted | Pilot | September - December 2012 | Sodium | Na, dissolved | µg/L | N | N/A | 6730 | 7720 | -14.7103 | [9 empty] | Data not provided | Data not provided | Data not provided | Data not provided | Data not provided | Data not provided | Data not provided | Data not provided |  | Influent | 3.14 | 9.29 | mg/L | 8.83 | °C | Data not provided | N/A | Data not provided | N/A | 225.6 | mV | 1149 | µS/cm | None | N/A | Data not provided | Data not provided | Data not provided | Data not provided | Data not provided | Data not provided | Data not provided | Data not provided | The short time period of the study and cold weather/cold influent water appear to have had an overall negative effect on establishing robust microbial communities and sustaining sulfate reduction. | Data not provided | Fresh dairy cow manure should be used rather than horse manure - Dairy manure has been shown to contain higher numbers and diversity of SRB than horse or other manure types. Must have a consistent ethanol dose to the barrels. | Data not provided | Same as BCR 4 with the addition of ethanol. Successive alkalinity producing system (SAPS) with manure and limestone | Data not provided | Multiple limits of detection over time of study. Value is the max influent value not qualified as non-detect. Non-detect values is < 5,000.
Treatability Study Technical Memorandum, Blue Ledge Mine Superfund Site, Siskiyou County, California | BLUE LEDGE MINE | CAN000906063 | N/A | N/A | TSP05 | Post operations | BCR 5 | Passive | Successive alkalinity producing system (SAPS) | Pre-treatment | Discharge from reclaimed waste rock pile 1 (WRP1) area (adits, runoff, and groundwater seeps) | N | Pre-treatment | Data not provided | Rogue River – Siskiyou National Forest in Northern California/no constraints noted | Pilot | September - December 2012 | Sodium | Na, total | µg/L | N | N/A |  |  |  | 5290 | 5860 | -10.775 | [6 empty] | Data not provided | Data not provided | Data not provided | Data not provided | Data not provided | Data not provided | Data not provided | Data not provided |  | Influent | 3.15 | 9.09 | mg/L | 5.76 | °C | Data not provided | N/A | Data not provided | N/A | 260.6 | mV | 2255 | µS/cm | None | N/A | Data not provided | Data not provided | Data not provided | Data not provided | Data not provided | Data not provided | Data not provided | Data not provided | The short time period of the study and cold weather/cold influent water appear to have had an overall negative effect on establishing robust microbial communities and sustaining sulfate reduction. | Data not provided | Fresh dairy cow manure should be used rather than horse manure - Dairy manure has been shown to contain higher numbers and diversity of SRB than horse or other manure types. Must have a consistent ethanol dose to the barrels. | Data not provided | Same as BCR 4 with the addition of ethanol. Successive alkalinity producing system (SAPS) with manure and limestone | Data not provided | Multiple limits of detection over time of study. Value is the min influent value not qualified as non-detect. Non-detect values is < 5,000.
Treatability Study Technical Memorandum, Blue Ledge Mine Superfund Site, Siskiyou County, California | BLUE LEDGE MINE | CAN000906063 | N/A | N/A | TSP05 | Post operations | BCR 5 | Passive | Successive alkalinity producing system (SAPS) | Pre-treatment | Discharge from reclaimed waste rock pile 1 (WRP1) area (adits, runoff, and groundwater seeps) | N | Pre-treatment | Data not provided | Rogue River – Siskiyou National Forest in Northern California/no constraints noted | Pilot | September - December 2012 | Sodium | Na, dissolved | µg/L | N | N/A |  |  |  | 5040 | 27900 | -453.5714 | [6 empty] | Data not provided | Data not provided | Data not provided | Data not provided | Data not provided | Data not provided | Data not provided | Data not provided |  | Influent | 3.08 | 8.23 | mg/L | 8.55 | °C | Data not provided | N/A | Data not provided | N/A | 243 | mV | 2215 | µS/cm | None | N/A | Data not provided | Data not provided | Data not provided | Data not provided | Data not provided | Data not provided | Data not provided | Data not provided | The short time period of the study and cold weather/cold influent water appear to have had an overall negative effect on establishing robust microbial communities and sustaining sulfate reduction. | Data not provided | Fresh dairy cow manure should be used rather than horse manure - Dairy manure has been shown to contain higher numbers and diversity of SRB than horse or other manure types. Must have a consistent ethanol dose to the barrels. | Data not provided | Same as BCR 4 with the addition of ethanol. Successive alkalinity producing system (SAPS) with manure and limestone | Data not provided | Multiple limits of detection over time of study. Value is the min influent value not qualified as non-detect. Non-detect values is < 5,000.
Treatability Study Technical Memorandum, Blue Ledge Mine Superfund Site, Siskiyou County, California | BLUE LEDGE MINE | CAN000906063 | N/A | N/A | TSP05 | Post operations | BCR 5 | Passive | Successive alkalinity producing system (SAPS) | Pre-treatment | Discharge from reclaimed waste rock pile 1 (WRP1) area (adits, runoff, and groundwater seeps) | N | Pre-treatment | Data not provided | Rogue River – Siskiyou National Forest in Northern California/no constraints noted | Pilot | September - December 2012 | Sodium | Na, total | µg/L | N | N/A | [6 empty] | 53800 | 5370 | -901.8622 |  |  |  | Data not provided | Data not provided | Data not provided | Data not provided | Data not provided | Data not provided | Data not provided | Data not provided |  | Effluent | 6.14 | 7.74 | mg/L | 15.79 | °C | Data not provided | N/A | Data not provided | N/A | 78.9 | mV | 4040 | µS/cm | None | N/A | Data not provided | Data not provided | Data not provided | Data not provided | Data not provided | Data not provided | Data not provided | Data not provided | The short time period of the study and cold weather/cold influent water appear to have had an overall negative effect on establishing robust microbial communities and sustaining sulfate reduction. | Data not provided | Fresh dairy cow manure should be used rather than horse manure - Dairy manure has been shown to contain higher numbers and diversity of SRB than horse or other manure types. Must have a consistent ethanol dose to the barrels. | Data not provided | Same as BCR 4 with the addition of ethanol. Successive alkalinity producing system (SAPS) with manure and limestone | Data not provided | Multiple limits of detection over time of study. Value is the max effluent value not qualified as non-detect. Non-detect values is < 5,000.
Treatability Study Technical Memorandum, Blue Ledge Mine Superfund Site, Siskiyou County, California | BLUE LEDGE MINE | CAN000906063 | N/A | N/A | TSP05 | Post operations | BCR 5 | Passive | Successive alkalinity producing system (SAPS) | Pre-treatment | Discharge from reclaimed waste rock pile 1 (WRP1) area (adits, runoff, and groundwater seeps) | N | Pre-treatment | Data not provided | Rogue River – Siskiyou National Forest in Northern California/no constraints noted | Pilot | September - December 2012 | Sodium | Na, dissolved | µg/L | N | N/A | [6 empty] | 52700 | 5430 | -870.5341 |  |  |  | Data not provided | Data not provided | Data not provided | Data not provided | Data not provided | Data not provided | Data not provided | Data not provided |  | Effluent | 6.14 | 7.74 | mg/L | 15.79 | °C | Data not provided | N/A | Data not provided | N/A | 78.9 | mV | 4040 | µS/cm | None | N/A | Data not provided | Data not provided | Data not provided | Data not provided | Data not provided | Data not provided | Data not provided | Data not provided | The short time period of the study and cold weather/cold influent water appear to have had an overall negative effect on establishing robust microbial communities and sustaining sulfate reduction. | Data not provided | Fresh dairy cow manure should be used rather than horse manure - Dairy manure has been shown to contain higher numbers and diversity of SRB than horse or other manure types. Must have a consistent ethanol dose to the barrels. | Data not provided | Same as BCR 4 with the addition of ethanol. Successive alkalinity producing system (SAPS) with manure and limestone | Data not provided | Data not provided
Treatability Study Technical Memorandum, Blue Ledge Mine Superfund Site, Siskiyou County, California | BLUE LEDGE MINE | CAN000906063 | N/A | N/A | TSP05 | Post operations | BCR 5 | Passive | Successive alkalinity producing system (SAPS) | Pre-treatment | Discharge from reclaimed waste rock pile 1 (WRP1) area (adits, runoff, and groundwater seeps) | N | Pre-treatment | Data not provided | Rogue River – Siskiyou National Forest in Northern California/no constraints noted | Pilot | September - December 2012 | Sodium | Na, total | µg/L | N | N/A | [9 empty] | 5650 | ND | Not Applicable | Data not provided | Data not provided | Data not provided | Data not provided | Data not provided | Data not provided | Data not provided | Data not provided |  | Effluent | 6.89 | 4.73 | mg/L | 6.38 | °C | Data not provided | N/A | Data not provided | N/A | -58.6 | mV | 2294 | µS/cm | None | N/A | Data not provided | Data not provided | Data not provided | Data not provided | Data not provided | Data not provided | Data not provided | Data not provided | The short time period of the study and cold weather/cold influent water appear to have had an overall negative effect on establishing robust microbial communities and sustaining sulfate reduction. | Data not provided | Fresh dairy cow manure should be used rather than horse manure - Dairy manure has been shown to contain higher numbers and diversity of SRB than horse or other manure types. Must have a consistent ethanol dose to the barrels. | Data not provided | Same as BCR 4 with the addition of ethanol. Successive alkalinity producing system (SAPS) with manure and limestone | Data not provided | Multiple limits of detection over time of study. Value is the min effluent value not qualified as non-detect. Non-detect values is < 5,000. | ND = non-detect
Treatability Study Technical Memorandum, Blue Ledge Mine Superfund Site, Siskiyou County, California | BLUE LEDGE MINE | CAN000906063 | N/A | N/A | TSP05 | Post operations | BCR 5 | Passive | Successive alkalinity producing system (SAPS) | Pre-treatment | Discharge from reclaimed waste rock pile 1 (WRP1) area (adits, runoff, and groundwater seeps) | N | Pre-treatment | Data not provided | Rogue River – Siskiyou National Forest in Northern California/no constraints noted | Pilot | September - December 2012 | Sodium | Na, dissolved | µg/L | N | N/A | [9 empty] | 5220 | ND | Not Applicable | Data not provided | Data not provided | Data not provided | Data not provided | Data not provided | Data not provided | Data not provided | Data not provided |  | Effluent | Data not provided | 3.37 | mg/L | 6.39 | °C | Data not provided | N/A | Data not provided | N/A | -71.7 | mV | 2391 | µS/cm | None | N/A | Data not provided | Data not provided | Data not provided | Data not provided | Data not provided | Data not provided | Data not provided | Data not provided | The short time period of the study and cold weather/cold influent water appear to have had an overall negative effect on establishing robust microbial communities and sustaining sulfate reduction. | Data not provided | Fresh dairy cow manure should be used rather than horse manure - Dairy manure has been shown to contain higher numbers and diversity of SRB than horse or other manure types. Must have a consistent ethanol dose to the barrels. | Data not provided | Same as BCR 4 with the addition of ethanol. Successive alkalinity producing system (SAPS) with manure and limestone | Data not provided | Multiple limits of detection over time of study. Value is the min effluent value not qualified as non-detect. Non-detect values is < 5,000. | ND = non-detect
Treatability Study Technical Memorandum, Blue Ledge Mine Superfund Site, Siskiyou County, California | BLUE LEDGE MINE | CAN000906063 | N/A | N/A | TSP01 | Post operations | BCR 1 | Passive | Biochemical reactor (BCR) | No pre-treatment | Discharge from reclaimed waste rock pile 1 (WRP1) area (adits, runoff, and groundwater seeps) | N | BCR without pre-treatment | Data not provided | Rogue River – Siskiyou National Forest in Northern California/no constraints noted | Pilot | September - December 2012 | Nickel | Ni, total | µg/L | N | N/A | 424 | 16.3 | 96.1557 | [9 empty] | Data not provided | Data not provided | Data not provided | Data not provided | Data not provided | Data not provided | Data not provided | Data not provided |  | Influent | 3.14 | 9.29 | mg/L | 8.83 | °C | Data not provided | N/A | Data not provided | N/A | 225.6 | mV | 1149 | µS/cm | None | N/A | Data not provided | Data not provided | Data not provided | Data not provided | Data not provided | Data not provided | Data not provided | Data not provided | The short time period of the study and cold weather/cold influent water appear to have had an overall negative effect on establishing robust microbial communities and sustaining sulfate reduction. | Data not provided | Fresh dairy cow manure should be used rather than horse manure - Dairy manure has been shown to contain higher numbers and diversity of SRB than horse or other manure types. Must have a consistent ethanol dose to the barrels. | Data not provided | Substrate: standard wood based substrate (wood chips and sawdust) | Data not provided | Data not provided
Treatability Study Technical Memorandum, Blue Ledge Mine Superfund Site, Siskiyou County, California | BLUE LEDGE MINE | CAN000906063 | N/A | N/A | TSP01 | Post operations | BCR 1 | Passive | Biochemical reactor (BCR) | No pre-treatment | Discharge from reclaimed waste rock pile 1 (WRP1) area (adits, runoff, and groundwater seeps) | N | BCR without pre-treatment | Data not provided | Rogue River – Siskiyou National Forest in Northern California/no constraints noted | Pilot | September - December 2012 | Nickel | Ni, dissolved | µg/L | N | N/A | 414 | 12.9 | 96.8841 | [9 empty] | Data not provided | Data not provided | Data not provided | Data not provided | Data not provided | Data not provided | Data not provided | Data not provided |  | Influent | 3.14 | 9.29 | mg/L | 8.83 | °C | Data not provided | N/A | Data not provided | N/A | 225.6 | mV | 1149 | µS/cm | None | N/A | Data not provided | Data not provided | Data not provided | Data not provided | Data not provided | Data not provided | Data not provided | Data not provided | The short time period of the study and cold weather/cold influent water appear to have had an overall negative effect on establishing robust microbial communities and sustaining sulfate reduction. | Data not provided | Fresh dairy cow manure should be used rather than horse manure - Dairy manure has been shown to contain higher numbers and diversity of SRB than horse or other manure types. Must have a consistent ethanol dose to the barrels. | Data not provided | Substrate: standard wood based substrate (wood chips and sawdust) | Data not provided | Data not provided
Treatability Study Technical Memorandum, Blue Ledge Mine Superfund Site, Siskiyou County, California | BLUE LEDGE MINE | CAN000906063 | N/A | N/A | TSP01 | Post operations | BCR 1 | Passive | Biochemical reactor (BCR) | No pre-treatment | Discharge from reclaimed waste rock pile 1 (WRP1) area (adits, runoff, and groundwater seeps) | N | BCR without pre-treatment | Data not provided | Rogue River – Siskiyou National Forest in Northern California/no constraints noted | Pilot | September - December 2012 | Nickel | Ni, total | µg/L | N | N/A |  |  |  | 59.1 | 366 | -519.2893 | [6 empty] | Data not provided | Data not provided | Data not provided | Data not provided | Data not provided | Data not provided | Data not provided | Data not provided |  | Influent | 3.07 | 8.64 | mg/L | 5.49 | °C | Data not provided | N/A | Data not provided | N/A | 515.3 | mV | 561 | µS/cm | None | N/A | Data not provided | Data not provided | Data not provided | Data not provided | Data not provided | Data not provided | Data not provided | Data not provided | The short time period of the study and cold weather/cold influent water appear to have had an overall negative effect on establishing robust microbial communities and sustaining sulfate reduction. | Data not provided | Fresh dairy cow manure should be used rather than horse manure - Dairy manure has been shown to contain higher numbers and diversity of SRB than horse or other manure types. Must have a consistent ethanol dose to the barrels. | Data not provided | Substrate: standard wood based substrate (wood chips and sawdust) | Data not provided | Data not provided
Treatability Study Technical Memorandum, Blue Ledge Mine Superfund Site, Siskiyou County, California | BLUE LEDGE MINE | CAN000906063 | N/A | N/A | TSP01 | Post operations | BCR 1 | Passive | Biochemical reactor (BCR) | No pre-treatment | Discharge from reclaimed waste rock pile 1 (WRP1) area (adits, runoff, and groundwater seeps) | N | BCR without pre-treatment | Data not provided | Rogue River – Siskiyou National Forest in Northern California/no constraints noted | Pilot | September - December 2012 | Nickel | Ni, dissolved | µg/L | N | N/A |  |  |  | 58.5 | 350 | -498.2906 | [6 empty] | Data not provided | Data not provided | Data not provided | Data not provided | Data not provided | Data not provided | Data not provided | Data not provided |  | Influent | 3.07 | 8.64 | mg/L | 5.49 | °C | Data not provided | N/A | Data not provided | N/A | 515.3 | mV | 561 | µS/cm | None | N/A | Data not provided | Data not provided | Data not provided | Data not provided | Data not provided | Data not provided | Data not provided | Data not provided | The short time period of the study and cold weather/cold influent water appear to have had an overall negative effect on establishing robust microbial communities and sustaining sulfate reduction. | Data not provided | Fresh dairy cow manure should be used rather than horse manure - Dairy manure has been shown to contain higher numbers and diversity of SRB than horse or other manure types. Must have a consistent ethanol dose to the barrels. | Data not provided | Substrate: standard wood based substrate (wood chips and sawdust) | Data not provided | Data not provided
Treatability Study Technical Memorandum, Blue Ledge Mine Superfund Site, Siskiyou County, California | BLUE LEDGE MINE | CAN000906063 | N/A | N/A | TSP01 | Post operations | BCR 1 | Passive | Biochemical reactor (BCR) | No pre-treatment | Discharge from reclaimed waste rock pile 1 (WRP1) area (adits, runoff, and groundwater seeps) | N | BCR without pre-treatment | Data not provided | Rogue River – Siskiyou National Forest in Northern California/no constraints noted | Pilot | September - December 2012 | Nickel | Ni, total | µg/L | N | N/A | [6 empty] | 422 | 215 | -96.2791 |  |  |  | Data not provided | Data not provided | Data not provided | Data not provided | Data not provided | Data not provided | Data not provided | Data not provided |  | Effluent | 6.57 | 3 | mg/L | 7.44 | °C | Data not provided | N/A | Data not provided | N/A | 67.8 | mV | 2129 | µS/cm | None | N/A | Data not provided | Data not provided | Data not provided | Data not provided | Data not provided | Data not provided | Data not provided | Data not provided | The short time period of the study and cold weather/cold influent water appear to have had an overall negative effect on establishing robust microbial communities and sustaining sulfate reduction. | Data not provided | Fresh dairy cow manure should be used rather than horse manure - Dairy manure has been shown to contain higher numbers and diversity of SRB than horse or other manure types. Must have a consistent ethanol dose to the barrels. | Data not provided | Substrate: standard wood based substrate (wood chips and sawdust) | Data not provided | Data not provided
Treatability Study Technical Memorandum, Blue Ledge Mine Superfund Site, Siskiyou County, California | BLUE LEDGE MINE | CAN000906063 | N/A | N/A | TSP01 | Post operations | BCR 1 | Passive | Biochemical reactor (BCR) | No pre-treatment | Discharge from reclaimed waste rock pile 1 (WRP1) area (adits, runoff, and groundwater seeps) | N | BCR without pre-treatment | Data not provided | Rogue River – Siskiyou National Forest in Northern California/no constraints noted | Pilot | September - December 2012 | Nickel | Ni, dissolved | µg/L | N | N/A | [6 empty] | 434 | 249 | -74.2972 |  |  |  | Data not provided | Data not provided | Data not provided | Data not provided | Data not provided | Data not provided | Data not provided | Data not provided |  | Effluent | Data not provided | 2.82 | mg/L | 6.2 | °C | Data not provided | N/A | Data not provided | N/A | 71.3 | mV | 2255 | µS/cm | None | N/A | Data not provided | Data not provided | Data not provided | Data not provided | Data not provided | Data not provided | Data not provided | Data not provided | The short time period of the study and cold weather/cold influent water appear to have had an overall negative effect on establishing robust microbial communities and sustaining sulfate reduction. | Data not provided | Fresh dairy cow manure should be used rather than horse manure - Dairy manure has been shown to contain higher numbers and diversity of SRB than horse or other manure types. Must have a consistent ethanol dose to the barrels. | Data not provided | Substrate: standard wood based substrate (wood chips and sawdust) | Data not provided | Data not provided
Treatability Study Technical Memorandum, Blue Ledge Mine Superfund Site, Siskiyou County, California | BLUE LEDGE MINE | CAN000906063 | N/A | N/A | TSP01 | Post operations | BCR 1 | Passive | Biochemical reactor (BCR) | No pre-treatment | Discharge from reclaimed waste rock pile 1 (WRP1) area (adits, runoff, and groundwater seeps) | N | BCR without pre-treatment | Data not provided | Rogue River – Siskiyou National Forest in Northern California/no constraints noted | Pilot | September - December 2012 | Nickel | Ni, total | µg/L | N | N/A | [9 empty] | 16.3 | 424 | 96.1557 | Data not provided | Data not provided | Data not provided | Data not provided | Data not provided | Data not provided | Data not provided | Data not provided |  | Effluent | 6.75 | 4.53 | mg/L | 9.77 | °C | Data not provided | N/A | Data not provided | N/A | -78.3 | mV | 1291 | µS/cm | None | N/A | Data not provided | Data not provided | Data not provided | Data not provided | Data not provided | Data not provided | Data not provided | Data not provided | The short time period of the study and cold weather/cold influent water appear to have had an overall negative effect on establishing robust microbial communities and sustaining sulfate reduction. | Data not provided | Fresh dairy cow manure should be used rather than horse manure - Dairy manure has been shown to contain higher numbers and diversity of SRB than horse or other manure types. Must have a consistent ethanol dose to the barrels. | Data not provided | Substrate: standard wood based substrate (wood chips and sawdust) | Data not provided | Data not provided
Treatability Study Technical Memorandum, Blue Ledge Mine Superfund Site, Siskiyou County, California | BLUE LEDGE MINE | CAN000906063 | N/A | N/A | TSP01 | Post operations | BCR 1 | Passive | Biochemical reactor (BCR) | No pre-treatment | Discharge from reclaimed waste rock pile 1 (WRP1) area (adits, runoff, and groundwater seeps) | N | BCR without pre-treatment | Data not provided | Rogue River – Siskiyou National Forest in Northern California/no constraints noted | Pilot | September - December 2012 | Nickel | Ni, dissolved | µg/L | N | N/A | [9 empty] | 12.9 | 414 | 96.8841 | Data not provided | Data not provided | Data not provided | Data not provided | Data not provided | Data not provided | Data not provided | Data not provided |  | Effluent | 6.75 | 4.53 | mg/L | 9.77 | °C | Data not provided | N/A | Data not provided | N/A | -78.3 | mV | 1291 | µS/cm | None | N/A | Data not provided | Data not provided | Data not provided | Data not provided | Data not provided | Data not provided | Data not provided | Data not provided | The short time period of the study and cold weather/cold influent water appear to have had an overall negative effect on establishing robust microbial communities and sustaining sulfate reduction. | Data not provided | Fresh dairy cow manure should be used rather than horse manure - Dairy manure has been shown to contain higher numbers and diversity of SRB than horse or other manure types. Must have a consistent ethanol dose to the barrels. | Data not provided | Substrate: standard wood based substrate (wood chips and sawdust) | Data not provided | Data not provided
Treatability Study Technical Memorandum, Blue Ledge Mine Superfund Site, Siskiyou County, California | BLUE LEDGE MINE | CAN000906063 | N/A | N/A | TSP02 | Post operations | BCR 2 | Passive | Biochemical reactor (BCR) | No pre-treatment | Discharge from reclaimed waste rock pile 1 (WRP1) area (adits, runoff, and groundwater seeps) | N | BCR without pre-treatment | Data not provided | Rogue River – Siskiyou National Forest in Northern California/no constraints noted | Pilot | September - December 2012 | Nickel | Ni, total | µg/L | N | N/A | 424 | 5.2 | 98.7736 | [9 empty] | Data not provided | Data not provided | Data not provided | Data not provided | Data not provided | Data not provided | Data not provided | Data not provided |  | Influent | 3.14 | 9.29 | mg/L | 8.83 | °C | Data not provided | N/A | Data not provided | N/A | 225.6 | mV | 1149 | µS/cm | None | N/A | Data not provided | Data not provided | Data not provided | Data not provided | Data not provided | Data not provided | Data not provided | Data not provided | The short time period of the study and cold weather/cold influent water appear to have had an overall negative effect on establishing robust microbial communities and sustaining sulfate reduction. | Data not provided | Fresh dairy cow manure should be used rather than horse manure - Dairy manure has been shown to contain higher numbers and diversity of SRB than horse or other manure types. Must have a consistent ethanol dose to the barrels. | Data not provided | Substrate: standard wood based substrate (wood chips and sawdust) with compost (horse manure) | Data not provided | Data not provided
Treatability Study Technical Memorandum, Blue Ledge Mine Superfund Site, Siskiyou County, California | BLUE LEDGE MINE | CAN000906063 | N/A | N/A | TSP02 | Post operations | BCR 2 | Passive | Biochemical reactor (BCR) | No pre-treatment | Discharge from reclaimed waste rock pile 1 (WRP1) area (adits, runoff, and groundwater seeps) | N | BCR without pre-treatment | Data not provided | Rogue River – Siskiyou National Forest in Northern California/no constraints noted | Pilot | September - December 2012 | Nickel | Ni, dissolved | µg/L | N | N/A | 414 | 4.7 | 98.8647 | [9 empty] | Data not provided | Data not provided | Data not provided | Data not provided | Data not provided | Data not provided | Data not provided | Data not provided |  | Influent | 3.14 | 9.29 | mg/L | 8.83 | °C | Data not provided | N/A | Data not provided | N/A | 225.6 | mV | 1149 | µS/cm | None | N/A | Data not provided | Data not provided | Data not provided | Data not provided | Data not provided | Data not provided | Data not provided | Data not provided | The short time period of the study and cold weather/cold influent water appear to have had an overall negative effect on establishing robust microbial communities and sustaining sulfate reduction. | Data not provided | Fresh dairy cow manure should be used rather than horse manure - Dairy manure has been shown to contain higher numbers and diversity of SRB than horse or other manure types. Must have a consistent ethanol dose to the barrels. | Data not provided | Substrate: standard wood based substrate (wood chips and sawdust) with compost (horse manure) | Data not provided | Data not provided
Treatability Study Technical Memorandum, Blue Ledge Mine Superfund Site, Siskiyou County, California | BLUE LEDGE MINE | CAN000906063 | N/A | N/A | TSP02 | Post operations | BCR 2 | Passive | Biochemical reactor (BCR) | No pre-treatment | Discharge from reclaimed waste rock pile 1 (WRP1) area (adits, runoff, and groundwater seeps) | N | BCR without pre-treatment | Data not provided | Rogue River – Siskiyou National Forest in Northern California/no constraints noted | Pilot | September - December 2012 | Nickel | Ni, total | µg/L | N | N/A |  |  |  | 59.1 | 48.7 | 17.5973 | [6 empty] | Data not provided | Data not provided | Data not provided | Data not provided | Data not provided | Data not provided | Data not provided | Data not provided |  | Influent | 3.07 | 8.64 | mg/L | 5.49 | °C | Data not provided | N/A | Data not provided | N/A | 515.3 | mV | 561 | µS/cm | None | N/A | Data not provided | Data not provided | Data not provided | Data not provided | Data not provided | Data not provided | Data not provided | Data not provided | The short time period of the study and cold weather/cold influent water appear to have had an overall negative effect on establishing robust microbial communities and sustaining sulfate reduction. | Data not provided | Fresh dairy cow manure should be used rather than horse manure - Dairy manure has been shown to contain higher numbers and diversity of SRB than horse or other manure types. Must have a consistent ethanol dose to the barrels. | Data not provided | Substrate: standard wood based substrate (wood chips and sawdust) with compost (horse manure) | Data not provided | Data not provided
Treatability Study Technical Memorandum, Blue Ledge Mine Superfund Site, Siskiyou County, California | BLUE LEDGE MINE | CAN000906063 | N/A | N/A | TSP02 | Post operations | BCR 2 | Passive | Biochemical reactor (BCR) | No pre-treatment | Discharge from reclaimed waste rock pile 1 (WRP1) area (adits, runoff, and groundwater seeps) | N | BCR without pre-treatment | Data not provided | Rogue River – Siskiyou National Forest in Northern California/no constraints noted | Pilot | September - December 2012 | Nickel | Ni, dissolved | µg/L | N | N/A |  |  |  | 58.5 | 51.1 | 12.6496 | [6 empty] | Data not provided | Data not provided | Data not provided | Data not provided | Data not provided | Data not provided | Data not provided | Data not provided |  | Influent | 3.07 | 8.64 | mg/L | 5.49 | °C | Data not provided | N/A | Data not provided | N/A | 515.3 | mV | 561 | µS/cm | None | N/A | Data not provided | Data not provided | Data not provided | Data not provided | Data not provided | Data not provided | Data not provided | Data not provided | The short time period of the study and cold weather/cold influent water appear to have had an overall negative effect on establishing robust microbial communities and sustaining sulfate reduction. | Data not provided | Fresh dairy cow manure should be used rather than horse manure - Dairy manure has been shown to contain higher numbers and diversity of SRB than horse or other manure types. Must have a consistent ethanol dose to the barrels. | Data not provided | Substrate: standard wood based substrate (wood chips and sawdust) with compost (horse manure) | Data not provided | Data not provided
Treatability Study Technical Memorandum, Blue Ledge Mine Superfund Site, Siskiyou County, California | BLUE LEDGE MINE | CAN000906063 | N/A | N/A | TSP02 | Post operations | BCR 2 | Passive | Biochemical reactor (BCR) | No pre-treatment | Discharge from reclaimed waste rock pile 1 (WRP1) area (adits, runoff, and groundwater seeps) | N | BCR without pre-treatment | Data not provided | Rogue River – Siskiyou National Forest in Northern California/no constraints noted | Pilot | September - December 2012 | Nickel | Ni, total | µg/L | N | N/A | [6 empty] | 118 | 254 | 53.5433 |  |  |  | Data not provided | Data not provided | Data not provided | Data not provided | Data not provided | Data not provided | Data not provided | Data not provided |  | Effluent | 5.55 | 5.45 | mg/L | 14.93 | °C | Data not provided | N/A | Data not provided | N/A | 79 | mV | 5425 | µS/cm | None | N/A | Data not provided | Data not provided | Data not provided | Data not provided | Data not provided | Data not provided | Data not provided | Data not provided | The short time period of the study and cold weather/cold influent water appear to have had an overall negative effect on establishing robust microbial communities and sustaining sulfate reduction. | Data not provided | Fresh dairy cow manure should be used rather than horse manure - Dairy manure has been shown to contain higher numbers and diversity of SRB than horse or other manure types. Must have a consistent ethanol dose to the barrels. | Data not provided | Substrate: standard wood based substrate (wood chips and sawdust) with compost (horse manure) | Data not provided | Data not provided
Treatability Study Technical Memorandum, Blue Ledge Mine Superfund Site, Siskiyou County, California | BLUE LEDGE MINE | CAN000906063 | N/A | N/A | TSP02 | Post operations | BCR 2 | Passive | Biochemical reactor (BCR) | No pre-treatment | Discharge from reclaimed waste rock pile 1 (WRP1) area (adits, runoff, and groundwater seeps) | N | BCR without pre-treatment | Data not provided | Rogue River – Siskiyou National Forest in Northern California/no constraints noted | Pilot | September - December 2012 | Nickel | Ni, dissolved | µg/L | N | N/A | [6 empty] | 116 | 246 | 52.8455 |  |  |  | Data not provided | Data not provided | Data not provided | Data not provided | Data not provided | Data not provided | Data not provided | Data not provided |  | Effluent | 5.55 | 5.45 | mg/L | 14.93 | °C | Data not provided | N/A | Data not provided | N/A | 79 | mV | 5425 | µS/cm | None | N/A | Data not provided | Data not provided | Data not provided | Data not provided | Data not provided | Data not provided | Data not provided | Data not provided | The short time period of the study and cold weather/cold influent water appear to have had an overall negative effect on establishing robust microbial communities and sustaining sulfate reduction. | Data not provided | Fresh dairy cow manure should be used rather than horse manure - Dairy manure has been shown to contain higher numbers and diversity of SRB than horse or other manure types. Must have a consistent ethanol dose to the barrels. | Data not provided | Substrate: standard wood based substrate (wood chips and sawdust) with compost (horse manure) | Data not provided | Data not provided
Treatability Study Technical Memorandum, Blue Ledge Mine Superfund Site, Siskiyou County, California | BLUE LEDGE MINE | CAN000906063 | N/A | N/A | TSP02 | Post operations | BCR 2 | Passive | Biochemical reactor (BCR) | No pre-treatment | Discharge from reclaimed waste rock pile 1 (WRP1) area (adits, runoff, and groundwater seeps) | N | BCR without pre-treatment | Data not provided | Rogue River – Siskiyou National Forest in Northern California/no constraints noted | Pilot | September - December 2012 | Nickel | Ni, total | µg/L | N | N/A | [9 empty] | 5.2 | 424 | 98.7736 | Data not provided | Data not provided | Data not provided | Data not provided | Data not provided | Data not provided | Data not provided | Data not provided |  | Effluent | 6.45 | 2.3 | mg/L | 8.87 | °C | Data not provided | N/A | Data not provided | N/A | -112.1 | mV | 1219 | µS/cm | None | N/A | Data not provided | Data not provided | Data not provided | Data not provided | Data not provided | Data not provided | Data not provided | Data not provided | The short time period of the study and cold weather/cold influent water appear to have had an overall negative effect on establishing robust microbial communities and sustaining sulfate reduction. | Data not provided | Fresh dairy cow manure should be used rather than horse manure - Dairy manure has been shown to contain higher numbers and diversity of SRB than horse or other manure types. Must have a consistent ethanol dose to the barrels. | Data not provided | Substrate: standard wood based substrate (wood chips and sawdust) with compost (horse manure) | Data not provided | Data not provided
Treatability Study Technical Memorandum, Blue Ledge Mine Superfund Site, Siskiyou County, California | BLUE LEDGE MINE | CAN000906063 | N/A | N/A | TSP02 | Post operations | BCR 2 | Passive | Biochemical reactor (BCR) | No pre-treatment | Discharge from reclaimed waste rock pile 1 (WRP1) area (adits, runoff, and groundwater seeps) | N | BCR without pre-treatment | Data not provided | Rogue River – Siskiyou National Forest in Northern California/no constraints noted | Pilot | September - December 2012 | Nickel | Ni, dissolved | µg/L | N | N/A | [9 empty] | 4.7 | 414 | 98.8647 | Data not provided | Data not provided | Data not provided | Data not provided | Data not provided | Data not provided | Data not provided | Data not provided |  | Effluent | 6.45 | 2.3 | mg/L | 8.87 | °C | Data not provided | N/A | Data not provided | N/A | -112.1 | mV | 1219 | µS/cm | None | N/A | Data not provided | Data not provided | Data not provided | Data not provided | Data not provided | Data not provided | Data not provided | Data not provided | The short time period of the study and cold weather/cold influent water appear to have had an overall negative effect on establishing robust microbial communities and sustaining sulfate reduction. | Data not provided | Fresh dairy cow manure should be used rather than horse manure - Dairy manure has been shown to contain higher numbers and diversity of SRB than horse or other manure types. Must have a consistent ethanol dose to the barrels. | Data not provided | Substrate: standard wood based substrate (wood chips and sawdust) with compost (horse manure) | Data not provided | Data not provided
Treatability Study Technical Memorandum, Blue Ledge Mine Superfund Site, Siskiyou County, California | BLUE LEDGE MINE | CAN000906063 | N/A | N/A | TSP03 | Post operations | BCR 3 | Passive | Biochemical reactor (BCR) | No pre-treatment | Discharge from reclaimed waste rock pile 1 (WRP1) area (adits, runoff, and groundwater seeps) | N | BCR without pre-treatment | Data not provided | Rogue River – Siskiyou National Forest in Northern California/no constraints noted | Pilot | September - December 2012 | Nickel | Ni, total | µg/L | N | N/A | 424 | 22.6 | 94.6698 | [9 empty] | Data not provided | Data not provided | Data not provided | Data not provided | Data not provided | Data not provided | Data not provided | Data not provided |  | Influent | 3.14 | 9.29 | mg/L | 8.83 | °C | Data not provided | N/A | Data not provided | N/A | 225.6 | mV | 1149 | µS/cm | None | N/A | Data not provided | Data not provided | Data not provided | Data not provided | Data not provided | Data not provided | Data not provided | Data not provided | The short time period of the study and cold weather/cold influent water appear to have had an overall negative effect on establishing robust microbial communities and sustaining sulfate reduction. | Data not provided | Fresh dairy cow manure should be used rather than horse manure - Dairy manure has been shown to contain higher numbers and diversity of SRB than horse or other manure types. Must have a consistent ethanol dose to the barrels. | Data not provided | Substrate: ChitoRem | Data not provided | Data not provided
Treatability Study Technical Memorandum, Blue Ledge Mine Superfund Site, Siskiyou County, California | BLUE LEDGE MINE | CAN000906063 | N/A | N/A | TSP03 | Post operations | BCR 3 | Passive | Biochemical reactor (BCR) | No pre-treatment | Discharge from reclaimed waste rock pile 1 (WRP1) area (adits, runoff, and groundwater seeps) | N | BCR without pre-treatment | Data not provided | Rogue River – Siskiyou National Forest in Northern California/no constraints noted | Pilot | September - December 2012 | Nickel | Ni, dissolved | µg/L | N | N/A | 414 | 21.3 | 94.8551 | [9 empty] | Data not provided | Data not provided | Data not provided | Data not provided | Data not provided | Data not provided | Data not provided | Data not provided |  | Influent | 3.14 | 9.29 | mg/L | 8.83 | °C | Data not provided | N/A | Data not provided | N/A | 225.6 | mV | 1149 | µS/cm | None | N/A | Data not provided | Data not provided | Data not provided | Data not provided | Data not provided | Data not provided | Data not provided | Data not provided | The short time period of the study and cold weather/cold influent water appear to have had an overall negative effect on establishing robust microbial communities and sustaining sulfate reduction. | Data not provided | Fresh dairy cow manure should be used rather than horse manure - Dairy manure has been shown to contain higher numbers and diversity of SRB than horse or other manure types. Must have a consistent ethanol dose to the barrels. | Data not provided | Substrate: ChitoRem | Data not provided | Data not provided
Treatability Study Technical Memorandum, Blue Ledge Mine Superfund Site, Siskiyou County, California | BLUE LEDGE MINE | CAN000906063 | N/A | N/A | TSP03 | Post operations | BCR 3 | Passive | Biochemical reactor (BCR) | No pre-treatment | Discharge from reclaimed waste rock pile 1 (WRP1) area (adits, runoff, and groundwater seeps) | N | BCR without pre-treatment | Data not provided | Rogue River – Siskiyou National Forest in Northern California/no constraints noted | Pilot | September - December 2012 | Nickel | Ni, total | µg/L | N | N/A |  |  |  | 59.1 | 22 | 62.775 | [6 empty] | Data not provided | Data not provided | Data not provided | Data not provided | Data not provided | Data not provided | Data not provided | Data not provided |  | Influent | 3.07 | 8.64 | mg/L | 5.49 | °C | Data not provided | N/A | Data not provided | N/A | 515.3 | mV | 561 | µS/cm | None | N/A | Data not provided | Data not provided | Data not provided | Data not provided | Data not provided | Data not provided | Data not provided | Data not provided | The short time period of the study and cold weather/cold influent water appear to have had an overall negative effect on establishing robust microbial communities and sustaining sulfate reduction. | Data not provided | Fresh dairy cow manure should be used rather than horse manure - Dairy manure has been shown to contain higher numbers and diversity of SRB than horse or other manure types. Must have a consistent ethanol dose to the barrels. | Data not provided | Substrate: ChitoRem | Data not provided | Data not provided
Treatability Study Technical Memorandum, Blue Ledge Mine Superfund Site, Siskiyou County, California | BLUE LEDGE MINE | CAN000906063 | N/A | N/A | TSP03 | Post operations | BCR 3 | Passive | Biochemical reactor (BCR) | No pre-treatment | Discharge from reclaimed waste rock pile 1 (WRP1) area (adits, runoff, and groundwater seeps) | N | BCR without pre-treatment | Data not provided | Rogue River – Siskiyou National Forest in Northern California/no constraints noted | Pilot | September - December 2012 | Nickel | Ni, dissolved | µg/L | N | N/A |  |  |  | 58.5 | 17.6 | 69.9145 | [6 empty] | Data not provided | Data not provided | Data not provided | Data not provided | Data not provided | Data not provided | Data not provided | Data not provided |  | Influent | 3.07 | 8.64 | mg/L | 5.49 | °C | Data not provided | N/A | Data not provided | N/A | 515.3 | mV | 561 | µS/cm | None | N/A | Data not provided | Data not provided | Data not provided | Data not provided | Data not provided | Data not provided | Data not provided | Data not provided | The short time period of the study and cold weather/cold influent water appear to have had an overall negative effect on establishing robust microbial communities and sustaining sulfate reduction. | Data not provided | Fresh dairy cow manure should be used rather than horse manure - Dairy manure has been shown to contain higher numbers and diversity of SRB than horse or other manure types. Must have a consistent ethanol dose to the barrels. | Data not provided | Substrate: ChitoRem | Data not provided | Data not provided
Treatability Study Technical Memorandum, Blue Ledge Mine Superfund Site, Siskiyou County, California | BLUE LEDGE MINE | CAN000906063 | N/A | N/A | TSP03 | Post operations | BCR 3 | Passive | Biochemical reactor (BCR) | No pre-treatment | Discharge from reclaimed waste rock pile 1 (WRP1) area (adits, runoff, and groundwater seeps) | N | BCR without pre-treatment | Data not provided | Rogue River – Siskiyou National Forest in Northern California/no constraints noted | Pilot | September - December 2012 | Nickel | Ni, total | µg/L | N | N/A | [6 empty] | 216 | 254 | 14.9606 |  |  |  | Data not provided | Data not provided | Data not provided | Data not provided | Data not provided | Data not provided | Data not provided | Data not provided |  | Effluent | 7.16 | 2.12 | mg/L | 15.37 | °C | Data not provided | N/A | Data not provided | N/A | -107.2 | mV | 29030 | µS/cm | None | N/A | Data not provided | Data not provided | Data not provided | Data not provided | Data not provided | Data not provided | Data not provided | Data not provided | The short time period of the study and cold weather/cold influent water appear to have had an overall negative effect on establishing robust microbial communities and sustaining sulfate reduction. | Data not provided | Fresh dairy cow manure should be used rather than horse manure - Dairy manure has been shown to contain higher numbers and diversity of SRB than horse or other manure types. Must have a consistent ethanol dose to the barrels. | Data not provided | Substrate: ChitoRem | Data not provided | Data not provided
Treatability Study Technical Memorandum, Blue Ledge Mine Superfund Site, Siskiyou County, California | BLUE LEDGE MINE | CAN000906063 | N/A | N/A | TSP03 | Post operations | BCR 3 | Passive | Biochemical reactor (BCR) | No pre-treatment | Discharge from reclaimed waste rock pile 1 (WRP1) area (adits, runoff, and groundwater seeps) | N | BCR without pre-treatment | Data not provided | Rogue River – Siskiyou National Forest in Northern California/no constraints noted | Pilot | September - December 2012 | Nickel | Ni, dissolved | µg/L | N | N/A | [6 empty] | 221 | 246 | 10.1626 |  |  |  | Data not provided | Data not provided | Data not provided | Data not provided | Data not provided | Data not provided | Data not provided | Data not provided | 10.2–96.6 % | Effluent | 7.16 | 2.12 | mg/L | 15.37 | °C | Data not provided | N/A | Data not provided | N/A | -107.2 | mV | 29030 | µS/cm | None | N/A | Data not provided | Data not provided | Data not provided | Data not provided | Data not provided | Data not provided | Y | 52 µg/L screening level based on Freshwater National Recommended Water Quality Criteria (NRWQC) criterion continuous concentration (CCC) | The short time period of the study and cold weather/cold influent water appear to have had an overall negative effect on establishing robust microbial communities and sustaining sulfate reduction. | Data not provided | Fresh dairy cow manure should be used rather than horse manure - Dairy manure has been shown to contain higher numbers and diversity of SRB than horse or other manure types. Must have a consistent ethanol dose to the barrels. | Data not provided | Substrate: ChitoRem | Data not provided | Data not provided
Treatability Study Technical Memorandum, Blue Ledge Mine Superfund Site, Siskiyou County, California | BLUE LEDGE MINE | CAN000906063 | N/A | N/A | TSP03 | Post operations | BCR 3 | Passive | Biochemical reactor (BCR) | No pre-treatment | Discharge from reclaimed waste rock pile 1 (WRP1) area (adits, runoff, and groundwater seeps) | N | BCR without pre-treatment | Data not provided | Rogue River – Siskiyou National Forest in Northern California/no constraints noted | Pilot | September - December 2012 | Nickel | Ni, total | µg/L | N | N/A | [9 empty] | 17.9 | 215 | 91.6744 | Data not provided | Data not provided | Data not provided | Data not provided | Data not provided | Data not provided | Data not provided | Data not provided |  | Effluent | 7.43 | 4.98 | mg/L | 7.29 | °C | Data not provided | N/A | Data not provided | N/A | -46.55 | mV | 6286 | µS/cm | None | N/A | Data not provided | Data not provided | Data not provided | Data not provided | Data not provided | Data not provided | Data not provided | Data not provided | The short time period of the study and cold weather/cold influent water appear to have had an overall negative effect on establishing robust microbial communities and sustaining sulfate reduction. | Data not provided | Fresh dairy cow manure should be used rather than horse manure - Dairy manure has been shown to contain higher numbers and diversity of SRB than horse or other manure types. Must have a consistent ethanol dose to the barrels. | Data not provided | Substrate: ChitoRem | Data not provided | Data not provided
Treatability Study Technical Memorandum, Blue Ledge Mine Superfund Site, Siskiyou County, California | BLUE LEDGE MINE | CAN000906063 | N/A | N/A | TSP03 | Post operations | BCR 3 | Passive | Biochemical reactor (BCR) | No pre-treatment | Discharge from reclaimed waste rock pile 1 (WRP1) area (adits, runoff, and groundwater seeps) | N | BCR without pre-treatment | Data not provided | Rogue River – Siskiyou National Forest in Northern California/no constraints noted | Pilot | September - December 2012 | Nickel | Ni, dissolved | µg/L | N | N/A | [9 empty] | 11.7 | 213 | 94.507 | Data not provided | Data not provided | Data not provided | Data not provided | Data not provided | Data not provided | Data not provided | Data not provided | 10.2–96.6 % | Effluent | 7.43 | 4.98 | mg/L | 7.29 | °C | Data not provided | N/A | Data not provided | N/A | -46.55 | mV | 6286 | µS/cm | None | N/A | Data not provided | Data not provided | Data not provided | Data not provided | Data not provided | Data not provided | Y | 52 µg/L screening level based on Freshwater National Recommended Water Quality Criteria (NRWQC) criterion continuous concentration (CCC) | The short time period of the study and cold weather/cold influent water appear to have had an overall negative effect on establishing robust microbial communities and sustaining sulfate reduction. | Data not provided | Fresh dairy cow manure should be used rather than horse manure - Dairy manure has been shown to contain higher numbers and diversity of SRB than horse or other manure types. Must have a consistent ethanol dose to the barrels. | Data not provided | Substrate: ChitoRem | Data not provided | Data not provided
Treatability Study Technical Memorandum, Blue Ledge Mine Superfund Site, Siskiyou County, California | BLUE LEDGE MINE | CAN000906063 | N/A | N/A | TSP04 | Post operations | BCR 4 | Passive | Successive alkalinity producing system (SAPS) | Pre-treatment | Discharge from reclaimed waste rock pile 1 (WRP1) area (adits, runoff, and groundwater seeps) | N | Pre-treatment | Data not provided | Rogue River – Siskiyou National Forest in Northern California/no constraints noted | Pilot | September - December 2012 | Nickel | Ni, total | µg/L | N | N/A | 424 | 4.8 | 98.8679 | [9 empty] | Data not provided | Data not provided | Data not provided | Data not provided | Data not provided | Data not provided | Data not provided | Data not provided |  | Influent | 3.14 | 9.29 | mg/L | 8.83 | °C | Data not provided | N/A | Data not provided | N/A | 225.6 | mV | 1149 | µS/cm | None | N/A | Data not provided | Data not provided | Data not provided | Data not provided | Data not provided | Data not provided | Data not provided | Data not provided | The short time period of the study and cold weather/cold influent water appear to have had an overall negative effect on establishing robust microbial communities and sustaining sulfate reduction. | Data not provided | Fresh dairy cow manure should be used rather than horse manure - Dairy manure has been shown to contain higher numbers and diversity of SRB than horse or other manure types. Must have a consistent ethanol dose to the barrels. | Data not provided | Successive alkalinity producing system (SAPS) with manure and limestone | Data not provided | Data not provided
Treatability Study Technical Memorandum, Blue Ledge Mine Superfund Site, Siskiyou County, California | BLUE LEDGE MINE | CAN000906063 | N/A | N/A | TSP04 | Post operations | BCR 4 | Passive | Successive alkalinity producing system (SAPS) | Pre-treatment | Discharge from reclaimed waste rock pile 1 (WRP1) area (adits, runoff, and groundwater seeps) | N | Pre-treatment | Data not provided | Rogue River – Siskiyou National Forest in Northern California/no constraints noted | Pilot | September - December 2012 | Nickel | Ni, dissolved | µg/L | N | N/A | 414 | 3.7 | 99.1063 | [9 empty] | Data not provided | Data not provided | Data not provided | Data not provided | Data not provided | Data not provided | Data not provided | Data not provided |  | Influent | 3.14 | 9.29 | mg/L | 8.83 | °C | Data not provided | N/A | Data not provided | N/A | 225.6 | mV | 1149 | µS/cm | None | N/A | Data not provided | Data not provided | Data not provided | Data not provided | Data not provided | Data not provided | Data not provided | Data not provided | The short time period of the study and cold weather/cold influent water appear to have had an overall negative effect on establishing robust microbial communities and sustaining sulfate reduction. | Data not provided | Fresh dairy cow manure should be used rather than horse manure - Dairy manure has been shown to contain higher numbers and diversity of SRB than horse or other manure types. Must have a consistent ethanol dose to the barrels. | Data not provided | Successive alkalinity producing system (SAPS) with manure and limestone | Data not provided | Data not provided
Treatability Study Technical Memorandum, Blue Ledge Mine Superfund Site, Siskiyou County, California | BLUE LEDGE MINE | CAN000906063 | N/A | N/A | TSP04 | Post operations | BCR 4 | Passive | Successive alkalinity producing system (SAPS) | Pre-treatment | Discharge from reclaimed waste rock pile 1 (WRP1) area (adits, runoff, and groundwater seeps) | N | Pre-treatment | Data not provided | Rogue River – Siskiyou National Forest in Northern California/no constraints noted | Pilot | September - December 2012 | Nickel | Ni, total | µg/L | N | N/A |  |  |  | 59.1 | ND | 94.5008 | [6 empty] | Data not provided | Data not provided | Data not provided | Data not provided | Data not provided | Data not provided | Data not provided | Data not provided |  | Influent | 3.07 | 8.64 | mg/L | 5.49 | °C | Data not provided | N/A | Data not provided | N/A | 515.3 | mV | 561 | µS/cm | None | N/A | Data not provided | Data not provided | Data not provided | Data not provided | Data not provided | Data not provided | Data not provided | Data not provided | The short time period of the study and cold weather/cold influent water appear to have had an overall negative effect on establishing robust microbial communities and sustaining sulfate reduction. | Data not provided | Fresh dairy cow manure should be used rather than horse manure - Dairy manure has been shown to contain higher numbers and diversity of SRB than horse or other manure types. Must have a consistent ethanol dose to the barrels. | Data not provided | Successive alkalinity producing system (SAPS) with manure and limestone | Data not provided | Data not provided | ND = non-detect (< 6.5)
Treatability Study Technical Memorandum, Blue Ledge Mine Superfund Site, Siskiyou County, California | BLUE LEDGE MINE | CAN000906063 | N/A | N/A | TSP04 | Post operations | BCR 4 | Passive | Successive alkalinity producing system (SAPS) | Pre-treatment | Discharge from reclaimed waste rock pile 1 (WRP1) area (adits, runoff, and groundwater seeps) | N | Pre-treatment | Data not provided | Rogue River – Siskiyou National Forest in Northern California/no constraints noted | Pilot | September - December 2012 | Nickel | Ni, dissolved | µg/L | N | N/A |  |  |  | 58.5 | 7.5 | 87.1795 | [6 empty] | Data not provided | Data not provided | Data not provided | Data not provided | Data not provided | Data not provided | Data not provided | Data not provided |  | Influent | 3.07 | 8.64 | mg/L | 5.49 | °C | Data not provided | N/A | Data not provided | N/A | 515.3 | mV | 561 | µS/cm | None | N/A | Data not provided | Data not provided | Data not provided | Data not provided | Data not provided | Data not provided | Data not provided | Data not provided | The short time period of the study and cold weather/cold influent water appear to have had an overall negative effect on establishing robust microbial communities and sustaining sulfate reduction. | Data not provided | Fresh dairy cow manure should be used rather than horse manure - Dairy manure has been shown to contain higher numbers and diversity of SRB than horse or other manure types. Must have a consistent ethanol dose to the barrels. | Data not provided | Successive alkalinity producing system (SAPS) with manure and limestone | Data not provided | Data not provided
Treatability Study Technical Memorandum, Blue Ledge Mine Superfund Site, Siskiyou County, California | BLUE LEDGE MINE | CAN000906063 | N/A | N/A | TSP04 | Post operations | BCR 4 | Passive | Successive alkalinity producing system (SAPS) | Pre-treatment | Discharge from reclaimed waste rock pile 1 (WRP1) area (adits, runoff, and groundwater seeps) | N | Pre-treatment | Data not provided | Rogue River – Siskiyou National Forest in Northern California/no constraints noted | Pilot | September - December 2012 | Nickel | Ni, total | µg/L | N | N/A | [6 empty] | 50 | 215 | 76.7442 |  |  |  | Data not provided | Data not provided | Data not provided | Data not provided | Data not provided | Data not provided | Data not provided | Data not provided |  | Effluent | 7.06 | 4.78 | mg/L | 6.28 | °C | Data not provided | N/A | Data not provided | N/A | -60 | mV | 1996 | µS/cm | None | N/A | Data not provided | Data not provided | Data not provided | Data not provided | Data not provided | Data not provided | Data not provided | Data not provided | The short time period of the study and cold weather/cold influent water appear to have had an overall negative effect on establishing robust microbial communities and sustaining sulfate reduction. | Data not provided | Fresh dairy cow manure should be used rather than horse manure - Dairy manure has been shown to contain higher numbers and diversity of SRB than horse or other manure types. Must have a consistent ethanol dose to the barrels. | Data not provided | Successive alkalinity producing system (SAPS) with manure and limestone | Data not provided | Data not provided
Treatability Study Technical Memorandum, Blue Ledge Mine Superfund Site, Siskiyou County, California | BLUE LEDGE MINE | CAN000906063 | N/A | N/A | TSP04 | Post operations | BCR 4 | Passive | Successive alkalinity producing system (SAPS) | Pre-treatment | Discharge from reclaimed waste rock pile 1 (WRP1) area (adits, runoff, and groundwater seeps) | N | Pre-treatment | Data not provided | Rogue River – Siskiyou National Forest in Northern California/no constraints noted | Pilot | September - December 2012 | Nickel | Ni, dissolved | µg/L | N | N/A | [6 empty] | 39.7 | 213 | 81.3615 |  |  |  | Data not provided | Data not provided | Data not provided | Data not provided | Data not provided | Data not provided | Data not provided | Data not provided | 81.4–99.1 % | Effluent | 7.06 | 4.78 | mg/L | 6.28 | °C | Data not provided | N/A | Data not provided | N/A | -60 | mV | 1996 | µS/cm | None | N/A | Data not provided | Data not provided | Data not provided | Data not provided | Data not provided | Data not provided | Y | 52 µg/L screening level based on Freshwater National Recommended Water Quality Criteria (NRWQC) criterion continuous concentration (CCC) | The short time period of the study and cold weather/cold influent water appear to have had an overall negative effect on establishing robust microbial communities and sustaining sulfate reduction. | Data not provided | Fresh dairy cow manure should be used rather than horse manure - Dairy manure has been shown to contain higher numbers and diversity of SRB than horse or other manure types. Must have a consistent ethanol dose to the barrels. | Data not provided | Successive alkalinity producing system (SAPS) with manure and limestone | Data not provided | Data not provided
Treatability Study Technical Memorandum, Blue Ledge Mine Superfund Site, Siskiyou County, California | BLUE LEDGE MINE | CAN000906063 | N/A | N/A | TSP04 | Post operations | BCR 4 | Passive | Successive alkalinity producing system (SAPS) | Pre-treatment | Discharge from reclaimed waste rock pile 1 (WRP1) area (adits, runoff, and groundwater seeps) | N | Pre-treatment | Data not provided | Rogue River – Siskiyou National Forest in Northern California/no constraints noted | Pilot | September - December 2012 | Nickel | Ni, total | µg/L | N | N/A | [9 empty] | 4.8 | 424 | 98.8679 | Data not provided | Data not provided | Data not provided | Data not provided | Data not provided | Data not provided | Data not provided | Data not provided |  | Effluent | 7.2 | 4.87 | mg/L | 10.6 | °C | Data not provided | N/A | Data not provided | N/A | 50.7 | mV | 1164 | µS/cm | None | N/A | Data not provided | Data not provided | Data not provided | Data not provided | Data not provided | Data not provided | Data not provided | Data not provided | The short time period of the study and cold weather/cold influent water appear to have had an overall negative effect on establishing robust microbial communities and sustaining sulfate reduction. | Data not provided | Fresh dairy cow manure should be used rather than horse manure - Dairy manure has been shown to contain higher numbers and diversity of SRB than horse or other manure types. Must have a consistent ethanol dose to the barrels. | Data not provided | Successive alkalinity producing system (SAPS) with manure and limestone | Data not provided | Multiple limits of detection over time of study. Value is the min effluent value not qualified as non-detect. Range of non-detect values is < 5.1 - < 6.5.
Treatability Study Technical Memorandum, Blue Ledge Mine Superfund Site, Siskiyou County, California | BLUE LEDGE MINE | CAN000906063 | N/A | N/A | TSP04 | Post operations | BCR 4 | Passive | Successive alkalinity producing system (SAPS) | Pre-treatment | Discharge from reclaimed waste rock pile 1 (WRP1) area (adits, runoff, and groundwater seeps) | N | Pre-treatment | Data not provided | Rogue River – Siskiyou National Forest in Northern California/no constraints noted | Pilot | September - December 2012 | Nickel | Ni, dissolved | µg/L | N | N/A | [9 empty] | 3.7 | 414 | 99.1063 | Data not provided | Data not provided | Data not provided | Data not provided | Data not provided | Data not provided | Data not provided | Data not provided | 81.4–99.1 % | Effluent | 7.2 | 4.87 | mg/L | 10.6 | °C | Data not provided | N/A | Data not provided | N/A | 50.7 | mV | 1164 | µS/cm | None | N/A | Data not provided | Data not provided | Data not provided | Data not provided | Data not provided | Data not provided | Y | 52 µg/L screening level based on Freshwater National Recommended Water Quality Criteria (NRWQC) criterion continuous concentration (CCC) | The short time period of the study and cold weather/cold influent water appear to have had an overall negative effect on establishing robust microbial communities and sustaining sulfate reduction. | Data not provided | Fresh dairy cow manure should be used rather than horse manure - Dairy manure has been shown to contain higher numbers and diversity of SRB than horse or other manure types. Must have a consistent ethanol dose to the barrels. | Data not provided | Successive alkalinity producing system (SAPS) with manure and limestone | Data not provided | Multiple limits of detection over time of study. Value is the min effluent value not qualified as non-detect. Non-detect value is < 5.3.
Treatability Study Technical Memorandum, Blue Ledge Mine Superfund Site, Siskiyou County, California | BLUE LEDGE MINE | CAN000906063 | N/A | N/A | TSP05 | Post operations | BCR 5 | Passive | Successive alkalinity producing system (SAPS) | Pre-treatment | Discharge from reclaimed waste rock pile 1 (WRP1) area (adits, runoff, and groundwater seeps) | N | Pre-treatment | Data not provided | Rogue River – Siskiyou National Forest in Northern California/no constraints noted | Pilot | September - December 2012 | Nickel | Ni, total | µg/L | N | N/A | 424 | 32 | 92.4528 | [9 empty] | Data not provided | Data not provided | Data not provided | Data not provided | Data not provided | Data not provided | Data not provided | Data not provided |  | Influent | 3.14 | 9.29 | mg/L | 8.83 | °C | Data not provided | N/A | Data not provided | N/A | 225.6 | mV | 1149 | µS/cm | None | N/A | Data not provided | Data not provided | Data not provided | Data not provided | Data not provided | Data not provided | Data not provided | Data not provided | The short time period of the study and cold weather/cold influent water appear to have had an overall negative effect on establishing robust microbial communities and sustaining sulfate reduction. | Data not provided | Fresh dairy cow manure should be used rather than horse manure - Dairy manure has been shown to contain higher numbers and diversity of SRB than horse or other manure types. Must have a consistent ethanol dose to the barrels. | Data not provided | Same as BCR 4 with the addition of ethanol. Successive alkalinity producing system (SAPS) with manure and limestone | Data not provided | Data not provided
Treatability Study Technical Memorandum, Blue Ledge Mine Superfund Site, Siskiyou County, California | BLUE LEDGE MINE | CAN000906063 | N/A | N/A | TSP05 | Post operations | BCR 5 | Passive | Successive alkalinity producing system (SAPS) | Pre-treatment | Discharge from reclaimed waste rock pile 1 (WRP1) area (adits, runoff, and groundwater seeps) | N | Pre-treatment | Data not provided | Rogue River – Siskiyou National Forest in Northern California/no constraints noted | Pilot | September - December 2012 | Nickel | Ni, dissolved | µg/L | N | N/A | 414 | 32.7 | 92.1014 | [9 empty] | Data not provided | Data not provided | Data not provided | Data not provided | Data not provided | Data not provided | Data not provided | Data not provided |  | Influent | 3.14 | 9.29 | mg/L | 8.83 | °C | Data not provided | N/A | Data not provided | N/A | 225.6 | mV | 1149 | µS/cm | None | N/A | Data not provided | Data not provided | Data not provided | Data not provided | Data not provided | Data not provided | Data not provided | Data not provided | The short time period of the study and cold weather/cold influent water appear to have had an overall negative effect on establishing robust microbial communities and sustaining sulfate reduction. | Data not provided | Fresh dairy cow manure should be used rather than horse manure - Dairy manure has been shown to contain higher numbers and diversity of SRB than horse or other manure types. Must have a consistent ethanol dose to the barrels. | Data not provided | Same as BCR 4 with the addition of ethanol. Successive alkalinity producing system (SAPS) with manure and limestone | Data not provided | Data not provided
Treatability Study Technical Memorandum, Blue Ledge Mine Superfund Site, Siskiyou County, California | BLUE LEDGE MINE | CAN000906063 | N/A | N/A | TSP05 | Post operations | BCR 5 | Passive | Successive alkalinity producing system (SAPS) | Pre-treatment | Discharge from reclaimed waste rock pile 1 (WRP1) area (adits, runoff, and groundwater seeps) | N | Pre-treatment | Data not provided | Rogue River – Siskiyou National Forest in Northern California/no constraints noted | Pilot | September - December 2012 | Nickel | Ni, total | µg/L | N | N/A |  |  |  | 59.1 | ND | 90.5245 | [6 empty] | Data not provided | Data not provided | Data not provided | Data not provided | Data not provided | Data not provided | Data not provided | Data not provided |  | Influent | 3.07 | 8.64 | mg/L | 5.49 | °C | Data not provided | N/A | Data not provided | N/A | 515.3 | mV | 561 | µS/cm | None | N/A | Data not provided | Data not provided | Data not provided | Data not provided | Data not provided | Data not provided | Data not provided | Data not provided | The short time period of the study and cold weather/cold influent water appear to have had an overall negative effect on establishing robust microbial communities and sustaining sulfate reduction. | Data not provided | Fresh dairy cow manure should be used rather than horse manure - Dairy manure has been shown to contain higher numbers and diversity of SRB than horse or other manure types. Must have a consistent ethanol dose to the barrels. | Data not provided | Same as BCR 4 with the addition of ethanol. Successive alkalinity producing system (SAPS) with manure and limestone | Data not provided | Data not provided | ND = non-detect (< 11.2)
Treatability Study Technical Memorandum, Blue Ledge Mine Superfund Site, Siskiyou County, California | BLUE LEDGE MINE | CAN000906063 | N/A | N/A | TSP05 | Post operations | BCR 5 | Passive | Successive alkalinity producing system (SAPS) | Pre-treatment | Discharge from reclaimed waste rock pile 1 (WRP1) area (adits, runoff, and groundwater seeps) | N | Pre-treatment | Data not provided | Rogue River – Siskiyou National Forest in Northern California/no constraints noted | Pilot | September - December 2012 | Nickel | Ni, dissolved | µg/L | N | N/A |  |  |  | 58.5 | 8 | 86.3248 | [6 empty] | Data not provided | Data not provided | Data not provided | Data not provided | Data not provided | Data not provided | Data not provided | Data not provided |  | Influent | 3.07 | 8.64 | mg/L | 5.49 | °C | Data not provided | N/A | Data not provided | N/A | 515.3 | mV | 561 | µS/cm | None | N/A | Data not provided | Data not provided | Data not provided | Data not provided | Data not provided | Data not provided | Data not provided | Data not provided | The short time period of the study and cold weather/cold influent water appear to have had an overall negative effect on establishing robust microbial communities and sustaining sulfate reduction. | Data not provided | Fresh dairy cow manure should be used rather than horse manure - Dairy manure has been shown to contain higher numbers and diversity of SRB than horse or other manure types. Must have a consistent ethanol dose to the barrels. | Data not provided | Same as BCR 4 with the addition of ethanol. Successive alkalinity producing system (SAPS) with manure and limestone | Data not provided | Data not provided
Treatability Study Technical Memorandum, Blue Ledge Mine Superfund Site, Siskiyou County, California | BLUE LEDGE MINE | CAN000906063 | N/A | N/A | TSP05 | Post operations | BCR 5 | Passive | Successive alkalinity producing system (SAPS) | Pre-treatment | Discharge from reclaimed waste rock pile 1 (WRP1) area (adits, runoff, and groundwater seeps) | N | Pre-treatment | Data not provided | Rogue River – Siskiyou National Forest in Northern California/no constraints noted | Pilot | September - December 2012 | Nickel | Ni, total | µg/L | N | N/A | [6 empty] | 139 | 365 | 61.9178 |  |  |  | Data not provided | Data not provided | Data not provided | Data not provided | Data not provided | Data not provided | Data not provided | Data not provided |  | Effluent | 6.28 | 3.61 | mg/L | 9.41 | °C | Data not provided | N/A | Data not provided | N/A | 3.4 | mV | 2129 | µS/cm | None | N/A | Data not provided | Data not provided | Data not provided | Data not provided | Data not provided | Data not provided | Data not provided | Data not provided | The short time period of the study and cold weather/cold influent water appear to have had an overall negative effect on establishing robust microbial communities and sustaining sulfate reduction. | Data not provided | Fresh dairy cow manure should be used rather than horse manure - Dairy manure has been shown to contain higher numbers and diversity of SRB than horse or other manure types. Must have a consistent ethanol dose to the barrels. | Data not provided | Same as BCR 4 with the addition of ethanol. Successive alkalinity producing system (SAPS) with manure and limestone | Data not provided | Data not provided
Treatability Study Technical Memorandum, Blue Ledge Mine Superfund Site, Siskiyou County, California | BLUE LEDGE MINE | CAN000906063 | N/A | N/A | TSP05 | Post operations | BCR 5 | Passive | Successive alkalinity producing system (SAPS) | Pre-treatment | Discharge from reclaimed waste rock pile 1 (WRP1) area (adits, runoff, and groundwater seeps) | N | Pre-treatment | Data not provided | Rogue River – Siskiyou National Forest in Northern California/no constraints noted | Pilot | September - December 2012 | Nickel | Ni, dissolved | µg/L | N | N/A | [6 empty] | 129 | 338 | 61.8343 |  |  |  | Data not provided | Data not provided | Data not provided | Data not provided | Data not provided | Data not provided | Data not provided | Data not provided |  | Effluent | 6.28 | 3.61 | mg/L | 9.41 | °C | Data not provided | N/A | Data not provided | N/A | 3.4 | mV | 2129 | µS/cm | None | N/A | Data not provided | Data not provided | Data not provided | Data not provided | Data not provided | Data not provided | Data not provided | Data not provided | The short time period of the study and cold weather/cold influent water appear to have had an overall negative effect on establishing robust microbial communities and sustaining sulfate reduction. | Data not provided | Fresh dairy cow manure should be used rather than horse manure - Dairy manure has been shown to contain higher numbers and diversity of SRB than horse or other manure types. Must have a consistent ethanol dose to the barrels. | Data not provided | Same as BCR 4 with the addition of ethanol. Successive alkalinity producing system (SAPS) with manure and limestone | Data not provided | Data not provided
Treatability Study Technical Memorandum, Blue Ledge Mine Superfund Site, Siskiyou County, California | BLUE LEDGE MINE | CAN000906063 | N/A | N/A | TSP05 | Post operations | BCR 5 | Passive | Successive alkalinity producing system (SAPS) | Pre-treatment | Discharge from reclaimed waste rock pile 1 (WRP1) area (adits, runoff, and groundwater seeps) | N | Pre-treatment | Data not provided | Rogue River – Siskiyou National Forest in Northern California/no constraints noted | Pilot | September - December 2012 | Nickel | Ni, total | µg/L | N | N/A | [9 empty] | 8.2 | 238 | 96.5546 | Data not provided | Data not provided | Data not provided | Data not provided | Data not provided | Data not provided | Data not provided | Data not provided |  | Effluent | Data not provided | 3.37 | mg/L | 6.39 | °C | Data not provided | N/A | Data not provided | N/A | -71.7 | mV | 2391 | µS/cm | None | N/A | Data not provided | Data not provided | Data not provided | Data not provided | Data not provided | Data not provided | Data not provided | Data not provided | The short time period of the study and cold weather/cold influent water appear to have had an overall negative effect on establishing robust microbial communities and sustaining sulfate reduction. | Data not provided | Fresh dairy cow manure should be used rather than horse manure - Dairy manure has been shown to contain higher numbers and diversity of SRB than horse or other manure types. Must have a consistent ethanol dose to the barrels. | Data not provided | Same as BCR 4 with the addition of ethanol. Successive alkalinity producing system (SAPS) with manure and limestone | Data not provided | Multiple limits of detection over time of study. Value is the min effluent value not qualified as non-detect. Range of non-detect values is < 11.2 - < 14.9.
Treatability Study Technical Memorandum, Blue Ledge Mine Superfund Site, Siskiyou County, California | BLUE LEDGE MINE | CAN000906063 | N/A | N/A | TSP05 | Post operations | BCR 5 | Passive | Successive alkalinity producing system (SAPS) | Pre-treatment | Discharge from reclaimed waste rock pile 1 (WRP1) area (adits, runoff, and groundwater seeps) | N | Pre-treatment | Data not provided | Rogue River – Siskiyou National Forest in Northern California/no constraints noted | Pilot | September - December 2012 | Nickel | Ni, dissolved | µg/L | N | N/A | [9 empty] | 6.9 | 249 | 97.2289 | Data not provided | Data not provided | Data not provided | Data not provided | Data not provided | Data not provided | Data not provided | Data not provided |  | Effluent | Data not provided | 3.37 | mg/L | 6.39 | °C | Data not provided | N/A | Data not provided | N/A | -71.7 | mV | 2391 | µS/cm | None | N/A | Data not provided | Data not provided | Data not provided | Data not provided | Data not provided | Data not provided | Data not provided | Data not provided | The short time period of the study and cold weather/cold influent water appear to have had an overall negative effect on establishing robust microbial communities and sustaining sulfate reduction. | Data not provided | Fresh dairy cow manure should be used rather than horse manure - Dairy manure has been shown to contain higher numbers and diversity of SRB than horse or other manure types. Must have a consistent ethanol dose to the barrels. | Data not provided | Same as BCR 4 with the addition of ethanol. Successive alkalinity producing system (SAPS) with manure and limestone | Data not provided | Data not provided
Treatability Study Technical Memorandum, Blue Ledge Mine Superfund Site, Siskiyou County, California | BLUE LEDGE MINE | CAN000906063 | N/A | N/A | TSP01 | Post operations | BCR 1 | Passive | Biochemical reactor (BCR) | No pre-treatment | Discharge from reclaimed waste rock pile 1 (WRP1) area (adits, runoff, and groundwater seeps) | N | BCR without pre-treatment | Data not provided | Rogue River – Siskiyou National Forest in Northern California/no constraints noted | Pilot | September - December 2012 | Nitrate + Nitrite | NO3 + NO2 | mg/L | N | N/A | 0.15 | 0.089 | 40.6667 | [9 empty] | Data not provided | Data not provided | Data not provided | Data not provided | Data not provided | Data not provided | Data not provided | Data not provided |  | Influent | 2.87 | 10.72 | mg/L | 11.45 | °C | Data not provided | N/A | Data not provided | N/A | 222 | mV | 1137 | µS/cm | None | N/A | Data not provided | Data not provided | Data not provided | Data not provided | Data not provided | Data not provided | Data not provided | Data not provided | The short time period of the study and cold weather/cold influent water appear to have had an overall negative effect on establishing robust microbial communities and sustaining sulfate reduction. | Data not provided | Fresh dairy cow manure should be used rather than horse manure - Dairy manure has been shown to contain higher numbers and diversity of SRB than horse or other manure types. Must have a consistent ethanol dose to the barrels. | Data not provided | Substrate: standard wood based substrate (wood chips and sawdust) | Data not provided | There is only one influent observation.
Treatability Study Technical Memorandum, Blue Ledge Mine Superfund Site, Siskiyou County, California | BLUE LEDGE MINE | CAN000906063 | N/A | N/A | TSP01 | Post operations | BCR 1 | Passive | Biochemical reactor (BCR) | No pre-treatment | Discharge from reclaimed waste rock pile 1 (WRP1) area (adits, runoff, and groundwater seeps) | N | BCR without pre-treatment | Data not provided | Rogue River – Siskiyou National Forest in Northern California/no constraints noted | Pilot | September - December 2012 | Nitrate + Nitrite | NO3 + NO2 | mg/L | N | N/A |  |  |  | 0.15 | 0.089 | 40.6667 | [6 empty] | Data not provided | Data not provided | Data not provided | Data not provided | Data not provided | Data not provided | Data not provided | Data not provided |  | Influent | 2.87 | 10.72 | mg/L | 11.45 | °C | Data not provided | N/A | Data not provided | N/A | 222 | mV | 1137 | µS/cm | None | N/A | Data not provided | Data not provided | Data not provided | Data not provided | Data not provided | Data not provided | Data not provided | Data not provided | The short time period of the study and cold weather/cold influent water appear to have had an overall negative effect on establishing robust microbial communities and sustaining sulfate reduction. | Data not provided | Fresh dairy cow manure should be used rather than horse manure - Dairy manure has been shown to contain higher numbers and diversity of SRB than horse or other manure types. Must have a consistent ethanol dose to the barrels. | Data not provided | Substrate: standard wood based substrate (wood chips and sawdust) | Data not provided | There is only one influent observation.
Treatability Study Technical Memorandum, Blue Ledge Mine Superfund Site, Siskiyou County, California | BLUE LEDGE MINE | CAN000906063 | N/A | N/A | TSP01 | Post operations | BCR 1 | Passive | Biochemical reactor (BCR) | No pre-treatment | Discharge from reclaimed waste rock pile 1 (WRP1) area (adits, runoff, and groundwater seeps) | N | BCR without pre-treatment | Data not provided | Rogue River – Siskiyou National Forest in Northern California/no constraints noted | Pilot | September - December 2012 | Nitrate + Nitrite | NO3 + NO2 | mg/L | N | N/A | [6 empty] | 0.089 | 0.15 | 40.6667 |  |  |  | Data not provided | Data not provided | Data not provided | Data not provided | Data not provided | Data not provided | Data not provided | Data not provided |  | Effluent | 5.77 | 8.05 | mg/L | 14.73 | °C | Data not provided | N/A | Data not provided | N/A | 249.4 | mV | 2656 | µS/cm | None | N/A | Data not provided | Data not provided | Data not provided | Data not provided | Data not provided | Data not provided | Data not provided | Data not provided | The short time period of the study and cold weather/cold influent water appear to have had an overall negative effect on establishing robust microbial communities and sustaining sulfate reduction. | Data not provided | Fresh dairy cow manure should be used rather than horse manure - Dairy manure has been shown to contain higher numbers and diversity of SRB than horse or other manure types. Must have a consistent ethanol dose to the barrels. | Data not provided | Substrate: standard wood based substrate (wood chips and sawdust) | Data not provided | There is only one influent observation. Multiple limits of detection over time of study. Value is the max effluent value not qualified as non-detect. Non-detect value is < 0.03.
Treatability Study Technical Memorandum, Blue Ledge Mine Superfund Site, Siskiyou County, California | BLUE LEDGE MINE | CAN000906063 | N/A | N/A | TSP01 | Post operations | BCR 1 | Passive | Biochemical reactor (BCR) | No pre-treatment | Discharge from reclaimed waste rock pile 1 (WRP1) area (adits, runoff, and groundwater seeps) | N | BCR without pre-treatment | Data not provided | Rogue River – Siskiyou National Forest in Northern California/no constraints noted | Pilot | September - December 2012 | Nitrate + Nitrite | NO3 + NO2 | mg/L | N | N/A | [9 empty] | 0.023 | Data not provided | Not Applicable | Data not provided | Data not provided | Data not provided | Data not provided | Data not provided | Data not provided | Data not provided | Data not provided |  | Effluent | 5.71 | 1.71 | mg/L | 10.76 | °C | Data not provided | N/A | Data not provided | N/A | 58.2 | mV | 5058 | µS/cm | None | N/A | Data not provided | Data not provided | Data not provided | Data not provided | Data not provided | Data not provided | Data not provided | Data not provided | The short time period of the study and cold weather/cold influent water appear to have had an overall negative effect on establishing robust microbial communities and sustaining sulfate reduction. | Data not provided | Fresh dairy cow manure should be used rather than horse manure - Dairy manure has been shown to contain higher numbers and diversity of SRB than horse or other manure types. Must have a consistent ethanol dose to the barrels. | Data not provided | Substrate: standard wood based substrate (wood chips and sawdust) | Data not provided | There is only one influent observation. Multiple limits of detection over time of study. Value is the min effluent value not qualified as non-detect. Non-detect value is < 0.03.
Treatability Study Technical Memorandum, Blue Ledge Mine Superfund Site, Siskiyou County, California | BLUE LEDGE MINE | CAN000906063 | N/A | N/A | TSP02 | Post operations | BCR 2 | Passive | Biochemical reactor (BCR) | No pre-treatment | Discharge from reclaimed waste rock pile 1 (WRP1) area (adits, runoff, and groundwater seeps) | N | BCR without pre-treatment | Data not provided | Rogue River – Siskiyou National Forest in Northern California/no constraints noted | Pilot | September - December 2012 | Nitrate + Nitrite | NO3 + NO2 | mg/L | N | N/A | 0.15 | 0.062 | 58.6667 | [9 empty] | Data not provided | Data not provided | Data not provided | Data not provided | Data not provided | Data not provided | Data not provided | Data not provided |  | Influent | 2.87 | 10.72 | mg/L | 11.45 | °C | Data not provided | N/A | Data not provided | N/A | 222 | mV | 1137 | µS/cm | None | N/A | Data not provided | Data not provided | Data not provided | Data not provided | Data not provided | Data not provided | Data not provided | Data not provided | The short time period of the study and cold weather/cold influent water appear to have had an overall negative effect on establishing robust microbial communities and sustaining sulfate reduction. | Data not provided | Fresh dairy cow manure should be used rather than horse manure - Dairy manure has been shown to contain higher numbers and diversity of SRB than horse or other manure types. Must have a consistent ethanol dose to the barrels. | Data not provided | Substrate: standard wood based substrate (wood chips and sawdust) with compost (horse manure) | Data not provided | There is only one influent observation.
Treatability Study Technical Memorandum, Blue Ledge Mine Superfund Site, Siskiyou County, California | BLUE LEDGE MINE | CAN000906063 | N/A | N/A | TSP02 | Post operations | BCR 2 | Passive | Biochemical reactor (BCR) | No pre-treatment | Discharge from reclaimed waste rock pile 1 (WRP1) area (adits, runoff, and groundwater seeps) | N | BCR without pre-treatment | Data not provided | Rogue River – Siskiyou National Forest in Northern California/no constraints noted | Pilot | September - December 2012 | Nitrate + Nitrite | NO3 + NO2 | mg/L | N | N/A |  |  |  | 0.15 | 0.062 | 58.6667 | [6 empty] | Data not provided | Data not provided | Data not provided | Data not provided | Data not provided | Data not provided | Data not provided | Data not provided |  | Influent | 2.87 | 10.72 | mg/L | 11.45 | °C | Data not provided | N/A | Data not provided | N/A | 222 | mV | 1137 | µS/cm | None | N/A | Data not provided | Data not provided | Data not provided | Data not provided | Data not provided | Data not provided | Data not provided | Data not provided | The short time period of the study and cold weather/cold influent water appear to have had an overall negative effect on establishing robust microbial communities and sustaining sulfate reduction. | Data not provided | Fresh dairy cow manure should be used rather than horse manure - Dairy manure has been shown to contain higher numbers and diversity of SRB than horse or other manure types. Must have a consistent ethanol dose to the barrels. | Data not provided | Substrate: standard wood based substrate (wood chips and sawdust) with compost (horse manure) | Data not provided | There is only one influent observation.
Treatability Study Technical Memorandum, Blue Ledge Mine Superfund Site, Siskiyou County, California | BLUE LEDGE MINE | CAN000906063 | N/A | N/A | TSP02 | Post operations | BCR 2 | Passive | Biochemical reactor (BCR) | No pre-treatment | Discharge from reclaimed waste rock pile 1 (WRP1) area (adits, runoff, and groundwater seeps) | N | BCR without pre-treatment | Data not provided | Rogue River – Siskiyou National Forest in Northern California/no constraints noted | Pilot | September - December 2012 | Nitrate + Nitrite | NO3 + NO2 | mg/L | N | N/A | [6 empty] | 0.062 | 0.15 | 58.6667 |  |  |  | Data not provided | Data not provided | Data not provided | Data not provided | Data not provided | Data not provided | Data not provided | Data not provided |  | Effluent | 5.55 | 5.45 | mg/L | 14.93 | °C | Data not provided | N/A | Data not provided | N/A | 79 | mV | 5425 | µS/cm | None | N/A | Data not provided | Data not provided | Data not provided | Data not provided | Data not provided | Data not provided | Data not provided | Data not provided | The short time period of the study and cold weather/cold influent water appear to have had an overall negative effect on establishing robust microbial communities and sustaining sulfate reduction. | Data not provided | Fresh dairy cow manure should be used rather than horse manure - Dairy manure has been shown to contain higher numbers and diversity of SRB than horse or other manure types. Must have a consistent ethanol dose to the barrels. | Data not provided | Substrate: standard wood based substrate (wood chips and sawdust) with compost (horse manure) | Data not provided | There is only one influent observation. Multiple limits of detection over time of study. Value is the max effluent value not qualified as non-detect. Non-detect value is < 0.03.
Treatability Study Technical Memorandum, Blue Ledge Mine Superfund Site, Siskiyou County, California | BLUE LEDGE MINE | CAN000906063 | N/A | N/A | TSP02 | Post operations | BCR 2 | Passive | Biochemical reactor (BCR) | No pre-treatment | Discharge from reclaimed waste rock pile 1 (WRP1) area (adits, runoff, and groundwater seeps) | N | BCR without pre-treatment | Data not provided | Rogue River – Siskiyou National Forest in Northern California/no constraints noted | Pilot | September - December 2012 | Nitrate + Nitrite | NO3 + NO2 | mg/L | N | N/A | [9 empty] | 0.062 | 0.15 | 58.6667 | Data not provided | Data not provided | Data not provided | Data not provided | Data not provided | Data not provided | Data not provided | Data not provided |  | Effluent | 5.55 | 5.45 | mg/L | 14.93 | °C | Data not provided | N/A | Data not provided | N/A | 79 | mV | 5425 | µS/cm | None | N/A | Data not provided | Data not provided | Data not provided | Data not provided | Data not provided | Data not provided | Data not provided | Data not provided | The short time period of the study and cold weather/cold influent water appear to have had an overall negative effect on establishing robust microbial communities and sustaining sulfate reduction. | Data not provided | Fresh dairy cow manure should be used rather than horse manure - Dairy manure has been shown to contain higher numbers and diversity of SRB than horse or other manure types. Must have a consistent ethanol dose to the barrels. | Data not provided | Substrate: standard wood based substrate (wood chips and sawdust) with compost (horse manure) | Data not provided | There is only one influent observation. Multiple limits of detection over time of study. Value is the min effluent value not qualified as non-detect. Non-detect value is < 0.03.
Treatability Study Technical Memorandum, Blue Ledge Mine Superfund Site, Siskiyou County, California | BLUE LEDGE MINE | CAN000906063 | N/A | N/A | TSP03 | Post operations | BCR 3 | Passive | Biochemical reactor (BCR) | No pre-treatment | Discharge from reclaimed waste rock pile 1 (WRP1) area (adits, runoff, and groundwater seeps) | N | BCR without pre-treatment | Data not provided | Rogue River – Siskiyou National Forest in Northern California/no constraints noted | Pilot | September - December 2012 | Nitrate + Nitrite | NO3 + NO2 | mg/L | N | N/A | 0.15 | 0.14 | 6.6667 | [9 empty] | Data not provided | Data not provided | Data not provided | Data not provided | Data not provided | Data not provided | Data not provided | Data not provided |  | Influent | 2.87 | 10.72 | mg/L | 11.45 | °C | Data not provided | N/A | Data not provided | N/A | 222 | mV | 1137 | µS/cm | None | N/A | Data not provided | Data not provided | Data not provided | Data not provided | Data not provided | Data not provided | Data not provided | Data not provided | The short time period of the study and cold weather/cold influent water appear to have had an overall negative effect on establishing robust microbial communities and sustaining sulfate reduction. | Data not provided | Fresh dairy cow manure should be used rather than horse manure - Dairy manure has been shown to contain higher numbers and diversity of SRB than horse or other manure types. Must have a consistent ethanol dose to the barrels. | Data not provided | Substrate: ChitoRem | Data not provided | There is only one influent observation.
Treatability Study Technical Memorandum, Blue Ledge Mine Superfund Site, Siskiyou County, California | BLUE LEDGE MINE | CAN000906063 | N/A | N/A | TSP03 | Post operations | BCR 3 | Passive | Biochemical reactor (BCR) | No pre-treatment | Discharge from reclaimed waste rock pile 1 (WRP1) area (adits, runoff, and groundwater seeps) | N | BCR without pre-treatment | Data not provided | Rogue River – Siskiyou National Forest in Northern California/no constraints noted | Pilot | September - December 2012 | Nitrate + Nitrite | NO3 + NO2 | mg/L | N | N/A |  |  |  | 0.15 | 0.14 | 6.6667 | [6 empty] | Data not provided | Data not provided | Data not provided | Data not provided | Data not provided | Data not provided | Data not provided | Data not provided |  | Influent | 2.87 | 10.72 | mg/L | 11.45 | °C | Data not provided | N/A | Data not provided | N/A | 222 | mV | 1137 | µS/cm | None | N/A | Data not provided | Data not provided | Data not provided | Data not provided | Data not provided | Data not provided | Data not provided | Data not provided | The short time period of the study and cold weather/cold influent water appear to have had an overall negative effect on establishing robust microbial communities and sustaining sulfate reduction. | Data not provided | Fresh dairy cow manure should be used rather than horse manure - Dairy manure has been shown to contain higher numbers and diversity of SRB than horse or other manure types. Must have a consistent ethanol dose to the barrels. | Data not provided | Substrate: ChitoRem | Data not provided | There is only one influent observation.
Treatability Study Technical Memorandum, Blue Ledge Mine Superfund Site, Siskiyou County, California | BLUE LEDGE MINE | CAN000906063 | N/A | N/A | TSP03 | Post operations | BCR 3 | Passive | Biochemical reactor (BCR) | No pre-treatment | Discharge from reclaimed waste rock pile 1 (WRP1) area (adits, runoff, and groundwater seeps) | N | BCR without pre-treatment | Data not provided | Rogue River – Siskiyou National Forest in Northern California/no constraints noted | Pilot | September - December 2012 | Nitrate + Nitrite | NO3 + NO2 | mg/L | N | N/A | [6 empty] | 0.14 | 0.15 | 6.6667 |  |  |  | Data not provided | Data not provided | Data not provided | Data not provided | Data not provided | Data not provided | Data not provided | Data not provided |  | Effluent | 7.16 | 2.12 | mg/L | 15.37 | °C | Data not provided | N/A | Data not provided | N/A | -107.2 | mV | 29030 | µS/cm | None | N/A | Data not provided | Data not provided | Data not provided | Data not provided | Data not provided | Data not provided | Data not provided | Data not provided | The short time period of the study and cold weather/cold influent water appear to have had an overall negative effect on establishing robust microbial communities and sustaining sulfate reduction. | Data not provided | Fresh dairy cow manure should be used rather than horse manure - Dairy manure has been shown to contain higher numbers and diversity of SRB than horse or other manure types. Must have a consistent ethanol dose to the barrels. | Data not provided | Substrate: ChitoRem | Data not provided | There is only one influent observation. Multiple limits of detection over time of study. Value is the max effluent value not qualified as non-detect. Non-detect value is < 0.03.
Treatability Study Technical Memorandum, Blue Ledge Mine Superfund Site, Siskiyou County, California | BLUE LEDGE MINE | CAN000906063 | N/A | N/A | TSP03 | Post operations | BCR 3 | Passive | Biochemical reactor (BCR) | No pre-treatment | Discharge from reclaimed waste rock pile 1 (WRP1) area (adits, runoff, and groundwater seeps) | N | BCR without pre-treatment | Data not provided | Rogue River – Siskiyou National Forest in Northern California/no constraints noted | Pilot | September - December 2012 | Nitrate + Nitrite | NO3 + NO2 | mg/L | N | N/A | [9 empty] | 0.038 | Data not provided | Not Applicable | Data not provided | Data not provided | Data not provided | Data not provided | Data not provided | Data not provided | Data not provided | Data not provided |  | Effluent | 7.43 | 5.05 | mg/L | 10.75 | °C | Data not provided | N/A | Data not provided | N/A | 5.4 | mV | 4665 | µS/cm | None | N/A | Data not provided | Data not provided | Data not provided | Data not provided | Data not provided | Data not provided | Data not provided | Data not provided | The short time period of the study and cold weather/cold influent water appear to have had an overall negative effect on establishing robust microbial communities and sustaining sulfate reduction. | Data not provided | Fresh dairy cow manure should be used rather than horse manure - Dairy manure has been shown to contain higher numbers and diversity of SRB than horse or other manure types. Must have a consistent ethanol dose to the barrels. | Data not provided | Substrate: ChitoRem | Data not provided | There is only one influent observation. Multiple limits of detection over time of study. Value is the min effluent value not qualified as non-detect. Non-detect value is < 0.03.
Treatability Study Technical Memorandum, Blue Ledge Mine Superfund Site, Siskiyou County, California | BLUE LEDGE MINE | CAN000906063 | N/A | N/A | TSP04 | Post operations | BCR 4 | Passive | Successive alkalinity producing system (SAPS) | Pre-treatment | Discharge from reclaimed waste rock pile 1 (WRP1) area (adits, runoff, and groundwater seeps) | N | Pre-treatment | Data not provided | Rogue River – Siskiyou National Forest in Northern California/no constraints noted | Pilot | September - December 2012 | Nitrate + Nitrite | NO3 + NO2 | mg/L | N | N/A | 0.15 | 0.027 | 82 | [9 empty] | Data not provided | Data not provided | Data not provided | Data not provided | Data not provided | Data not provided | Data not provided | Data not provided |  | Influent | 2.87 | 10.72 | mg/L | 11.45 | °C | Data not provided | N/A | Data not provided | N/A | 222 | mV | 1137 | µS/cm | None | N/A | Data not provided | Data not provided | Data not provided | Data not provided | Data not provided | Data not provided | Data not provided | Data not provided | The short time period of the study and cold weather/cold influent water appear to have had an overall negative effect on establishing robust microbial communities and sustaining sulfate reduction. | Data not provided | Fresh dairy cow manure should be used rather than horse manure - Dairy manure has been shown to contain higher numbers and diversity of SRB than horse or other manure types. Must have a consistent ethanol dose to the barrels. | Data not provided | Successive alkalinity producing system (SAPS) with manure and limestone | Data not provided | There is only one influent observation.
Treatability Study Technical Memorandum, Blue Ledge Mine Superfund Site, Siskiyou County, California | BLUE LEDGE MINE | CAN000906063 | N/A | N/A | TSP04 | Post operations | BCR 4 | Passive | Successive alkalinity producing system (SAPS) | Pre-treatment | Discharge from reclaimed waste rock pile 1 (WRP1) area (adits, runoff, and groundwater seeps) | N | Pre-treatment | Data not provided | Rogue River – Siskiyou National Forest in Northern California/no constraints noted | Pilot | September - December 2012 | Nitrate + Nitrite | NO3 + NO2 | mg/L | N | N/A |  |  |  | 0.15 | 0.027 | 82 | [6 empty] | Data not provided | Data not provided | Data not provided | Data not provided | Data not provided | Data not provided | Data not provided | Data not provided |  | Influent | 2.87 | 10.72 | mg/L | 11.45 | °C | Data not provided | N/A | Data not provided | N/A | 222 | mV | 1137 | µS/cm | None | N/A | Data not provided | Data not provided | Data not provided | Data not provided | Data not provided | Data not provided | Data not provided | Data not provided | The short time period of the study and cold weather/cold influent water appear to have had an overall negative effect on establishing robust microbial communities and sustaining sulfate reduction. | Data not provided | Fresh dairy cow manure should be used rather than horse manure - Dairy manure has been shown to contain higher numbers and diversity of SRB than horse or other manure types. Must have a consistent ethanol dose to the barrels. | Data not provided | Successive alkalinity producing system (SAPS) with manure and limestone | Data not provided | There is only one influent observation.
Treatability Study Technical Memorandum, Blue Ledge Mine Superfund Site, Siskiyou County, California | BLUE LEDGE MINE | CAN000906063 | N/A | N/A | TSP04 | Post operations | BCR 4 | Passive | Successive alkalinity producing system (SAPS) | Pre-treatment | Discharge from reclaimed waste rock pile 1 (WRP1) area (adits, runoff, and groundwater seeps) | N | Pre-treatment | Data not provided | Rogue River – Siskiyou National Forest in Northern California/no constraints noted | Pilot | September - December 2012 | Nitrate + Nitrite | NO3 + NO2 | mg/L | N | N/A | [6 empty] | 0.027 | 0.15 | 82 |  |  |  | Data not provided | Data not provided | Data not provided | Data not provided | Data not provided | Data not provided | Data not provided | Data not provided |  | Effluent | 7.15 | 4.64 | mg/L | 15.84 | °C | Data not provided | N/A | Data not provided | N/A | -24 | mV | 2969 | µS/cm | None | N/A | Data not provided | Data not provided | Data not provided | Data not provided | Data not provided | Data not provided | Data not provided | Data not provided | The short time period of the study and cold weather/cold influent water appear to have had an overall negative effect on establishing robust microbial communities and sustaining sulfate reduction. | Data not provided | Fresh dairy cow manure should be used rather than horse manure - Dairy manure has been shown to contain higher numbers and diversity of SRB than horse or other manure types. Must have a consistent ethanol dose to the barrels. | Data not provided | Successive alkalinity producing system (SAPS) with manure and limestone | Data not provided | There is only one influent observation. Multiple limits of detection over time of study. Value is the max effluent value not qualified as non-detect. Non-detect value is < 0.03.
Treatability Study Technical Memorandum, Blue Ledge Mine Superfund Site, Siskiyou County, California | BLUE LEDGE MINE | CAN000906063 | N/A | N/A | TSP04 | Post operations | BCR 4 | Passive | Successive alkalinity producing system (SAPS) | Pre-treatment | Discharge from reclaimed waste rock pile 1 (WRP1) area (adits, runoff, and groundwater seeps) | N | Pre-treatment | Data not provided | Rogue River – Siskiyou National Forest in Northern California/no constraints noted | Pilot | September - December 2012 | Nitrate + Nitrite | NO3 + NO2 | mg/L | N | N/A | [9 empty] | 0.027 | 0.15 | 82 | Data not provided | Data not provided | Data not provided | Data not provided | Data not provided | Data not provided | Data not provided | Data not provided |  | Effluent | 7.15 | 4.64 | mg/L | 15.84 | °C | Data not provided | N/A | Data not provided | N/A | -24 | mV | 2969 | µS/cm | None | N/A | Data not provided | Data not provided | Data not provided | Data not provided | Data not provided | Data not provided | Data not provided | Data not provided | The short time period of the study and cold weather/cold influent water appear to have had an overall negative effect on establishing robust microbial communities and sustaining sulfate reduction. | Data not provided | Fresh dairy cow manure should be used rather than horse manure - Dairy manure has been shown to contain higher numbers and diversity of SRB than horse or other manure types. Must have a consistent ethanol dose to the barrels. | Data not provided | Successive alkalinity producing system (SAPS) with manure and limestone | Data not provided | There is only one influent observation. Multiple limits of detection over time of study. Value is the min effluent value not qualified as non-detect. Non-detect value is < 0.03.
Treatability Study Technical Memorandum, Blue Ledge Mine Superfund Site, Siskiyou County, California | BLUE LEDGE MINE | CAN000906063 | N/A | N/A | TSP05 | Post operations | BCR 5 | Passive | Successive alkalinity producing system (SAPS) | Pre-treatment | Discharge from reclaimed waste rock pile 1 (WRP1) area (adits, runoff, and groundwater seeps) | N | Pre-treatment | Data not provided | Rogue River – Siskiyou National Forest in Northern California/no constraints noted | Pilot | September - December 2012 | Nitrate + Nitrite | NO3 + NO2 | mg/L | N | N/A | 0.15 | 0.096 | 36 | [9 empty] | Data not provided | Data not provided | Data not provided | Data not provided | Data not provided | Data not provided | Data not provided | Data not provided |  | Influent | 2.87 | 10.72 | mg/L | 11.45 | °C | Data not provided | N/A | Data not provided | N/A | 222 | mV | 1137 | µS/cm | None | N/A | Data not provided | Data not provided | Data not provided | Data not provided | Data not provided | Data not provided | Data not provided | Data not provided | The short time period of the study and cold weather/cold influent water appear to have had an overall negative effect on establishing robust microbial communities and sustaining sulfate reduction. | Data not provided | Fresh dairy cow manure should be used rather than horse manure - Dairy manure has been shown to contain higher numbers and diversity of SRB than horse or other manure types. Must have a consistent ethanol dose to the barrels. | Data not provided | Same as BCR 4 with the addition of ethanol. Successive alkalinity producing system (SAPS) with manure and limestone | Data not provided | There is only one influent observation.
Treatability Study Technical Memorandum, Blue Ledge Mine Superfund Site, Siskiyou County, California | BLUE LEDGE MINE | CAN000906063 | N/A | N/A | TSP05 | Post operations | BCR 5 | Passive | Successive alkalinity producing system (SAPS) | Pre-treatment | Discharge from reclaimed waste rock pile 1 (WRP1) area (adits, runoff, and groundwater seeps) | N | Pre-treatment | Data not provided | Rogue River – Siskiyou National Forest in Northern California/no constraints noted | Pilot | September - December 2012 | Nitrate + Nitrite | NO3 + NO2 | mg/L | N | N/A |  |  |  | 0.15 | 0.096 | 36 | [6 empty] | Data not provided | Data not provided | Data not provided | Data not provided | Data not provided | Data not provided | Data not provided | Data not provided |  | Influent | 2.87 | 10.72 | mg/L | 11.45 | °C | Data not provided | N/A | Data not provided | N/A | 222 | mV | 1137 | µS/cm | None | N/A | Data not provided | Data not provided | Data not provided | Data not provided | Data not provided | Data not provided | Data not provided | Data not provided | The short time period of the study and cold weather/cold influent water appear to have had an overall negative effect on establishing robust microbial communities and sustaining sulfate reduction. | Data not provided | Fresh dairy cow manure should be used rather than horse manure - Dairy manure has been shown to contain higher numbers and diversity of SRB than horse or other manure types. Must have a consistent ethanol dose to the barrels. | Data not provided | Same as BCR 4 with the addition of ethanol. Successive alkalinity producing system (SAPS) with manure and limestone | Data not provided | There is only one influent observation.
Treatability Study Technical Memorandum, Blue Ledge Mine Superfund Site, Siskiyou County, California | BLUE LEDGE MINE | CAN000906063 | N/A | N/A | TSP05 | Post operations | BCR 5 | Passive | Successive alkalinity producing system (SAPS) | Pre-treatment | Discharge from reclaimed waste rock pile 1 (WRP1) area (adits, runoff, and groundwater seeps) | N | Pre-treatment | Data not provided | Rogue River – Siskiyou National Forest in Northern California/no constraints noted | Pilot | September - December 2012 | Nitrate + Nitrite | NO3 + NO2 | mg/L | N | N/A | [6 empty] | 0.096 | 0.15 | 36 |  |  |  | Data not provided | Data not provided | Data not provided | Data not provided | Data not provided | Data not provided | Data not provided | Data not provided |  | Effluent | 6.14 | 7.74 | mg/L | 15.79 | °C | Data not provided | N/A | Data not provided | N/A | 78.9 | mV | 4040 | µS/cm | None | N/A | Data not provided | Data not provided | Data not provided | Data not provided | Data not provided | Data not provided | Data not provided | Data not provided | The short time period of the study and cold weather/cold influent water appear to have had an overall negative effect on establishing robust microbial communities and sustaining sulfate reduction. | Data not provided | Fresh dairy cow manure should be used rather than horse manure - Dairy manure has been shown to contain higher numbers and diversity of SRB than horse or other manure types. Must have a consistent ethanol dose to the barrels. | Data not provided | Same as BCR 4 with the addition of ethanol. Successive alkalinity producing system (SAPS) with manure and limestone | Data not provided | There is only one influent observation. Multiple limits of detection over time of study. Value is the max effluent value not qualified as non-detect. Non-detect value is < 0.03.
Treatability Study Technical Memorandum, Blue Ledge Mine Superfund Site, Siskiyou County, California | BLUE LEDGE MINE | CAN000906063 | N/A | N/A | TSP05 | Post operations | BCR 5 | Passive | Successive alkalinity producing system (SAPS) | Pre-treatment | Discharge from reclaimed waste rock pile 1 (WRP1) area (adits, runoff, and groundwater seeps) | N | Pre-treatment | Data not provided | Rogue River – Siskiyou National Forest in Northern California/no constraints noted | Pilot | September - December 2012 | Nitrate + Nitrite | NO3 + NO2 | mg/L | N | N/A | [9 empty] | 0.096 | 0.15 | 36 | Data not provided | Data not provided | Data not provided | Data not provided | Data not provided | Data not provided | Data not provided | Data not provided |  | Effluent | 6.14 | 7.74 | mg/L | 15.79 | °C | Data not provided | N/A | Data not provided | N/A | 78.9 | mV | 4040 | µS/cm | None | N/A | Data not provided | Data not provided | Data not provided | Data not provided | Data not provided | Data not provided | Data not provided | Data not provided | The short time period of the study and cold weather/cold influent water appear to have had an overall negative effect on establishing robust microbial communities and sustaining sulfate reduction. | Data not provided | Fresh dairy cow manure should be used rather than horse manure - Dairy manure has been shown to contain higher numbers and diversity of SRB than horse or other manure types. Must have a consistent ethanol dose to the barrels. | Data not provided | Same as BCR 4 with the addition of ethanol. Successive alkalinity producing system (SAPS) with manure and limestone | Data not provided | There is only one influent observation. Multiple limits of detection over time of study. Value is the min effluent value not qualified as non-detect. Non-detect value is < 0.03.
Treatability Study Technical Memorandum, Blue Ledge Mine Superfund Site, Siskiyou County, California | BLUE LEDGE MINE | CAN000906063 | N/A | N/A | TSP01 | Post operations | BCR 1 | Passive | Biochemical reactor (BCR) | No pre-treatment | Discharge from reclaimed waste rock pile 1 (WRP1) area (adits, runoff, and groundwater seeps) | N | BCR without pre-treatment | Data not provided | Rogue River – Siskiyou National Forest in Northern California/no constraints noted | Pilot | September - December 2012 | Lead | Pb, total | µg/L | N | N/A | 25.5 | ND | 98.0392 | [9 empty] | Data not provided | Data not provided | Data not provided | Data not provided | Data not provided | Data not provided | Data not provided | Data not provided |  | Influent | 3.24 | 9.96 | mg/L | 6.54 | °C | Data not provided | N/A | Data not provided | N/A | 309.7 | mV | 1811 | µS/cm | None | N/A | Data not provided | Data not provided | Data not provided | Data not provided | Data not provided | Data not provided | Data not provided | Data not provided | The short time period of the study and cold weather/cold influent water appear to have had an overall negative effect on establishing robust microbial communities and sustaining sulfate reduction. | Data not provided | Fresh dairy cow manure should be used rather than horse manure - Dairy manure has been shown to contain higher numbers and diversity of SRB than horse or other manure types. Must have a consistent ethanol dose to the barrels. | Data not provided | Substrate: standard wood based substrate (wood chips and sawdust) | Data not provided | Multiple limits of detection over time of study. Value is the max effluent value not qualified as non-detect. Range of non-detect values is < 5 - < 10. | ND = non-detect (< 1)
Treatability Study Technical Memorandum, Blue Ledge Mine Superfund Site, Siskiyou County, California | BLUE LEDGE MINE | CAN000906063 | N/A | N/A | TSP01 | Post operations | BCR 1 | Passive | Biochemical reactor (BCR) | No pre-treatment | Discharge from reclaimed waste rock pile 1 (WRP1) area (adits, runoff, and groundwater seeps) | N | BCR without pre-treatment | Data not provided | Rogue River – Siskiyou National Forest in Northern California/no constraints noted | Pilot | September - December 2012 | Lead | Pb, dissolved | µg/L | N | N/A | 11.8 | ND | 78.8136 | [9 empty] | Data not provided | Data not provided | Data not provided | Data not provided | Data not provided | Data not provided | Data not provided | Data not provided |  | Influent | 3.07 | 8.64 | mg/L | 5.49 | °C | Data not provided | N/A | Data not provided | N/A | 515.3 | mV | 561 | µS/cm | None | N/A | Data not provided | Data not provided | Data not provided | Data not provided | Data not provided | Data not provided | Data not provided | Data not provided | The short time period of the study and cold weather/cold influent water appear to have had an overall negative effect on establishing robust microbial communities and sustaining sulfate reduction. | Data not provided | Fresh dairy cow manure should be used rather than horse manure - Dairy manure has been shown to contain higher numbers and diversity of SRB than horse or other manure types. Must have a consistent ethanol dose to the barrels. | Data not provided | Substrate: standard wood based substrate (wood chips and sawdust) | Data not provided | Multiple limits of detection over time of study. Value is the max effluent value not qualified as non-detect. Range of non-detect values is < 5 - < 10. | ND = non-detect (< 5)
Treatability Study Technical Memorandum, Blue Ledge Mine Superfund Site, Siskiyou County, California | BLUE LEDGE MINE | CAN000906063 | N/A | N/A | TSP01 | Post operations | BCR 1 | Passive | Biochemical reactor (BCR) | No pre-treatment | Discharge from reclaimed waste rock pile 1 (WRP1) area (adits, runoff, and groundwater seeps) | N | BCR without pre-treatment | Data not provided | Rogue River – Siskiyou National Forest in Northern California/no constraints noted | Pilot | September - December 2012 | Lead | Pb, total | µg/L | N | N/A |  |  |  | 3.4 | ND | 85.2941 | [6 empty] | Data not provided | Data not provided | Data not provided | Data not provided | Data not provided | Data not provided | Data not provided | Data not provided |  | Influent | 3.15 | 9.09 | mg/L | 5.76 | °C | Data not provided | N/A | Data not provided | N/A | 260.6 | mV | 2255 | µS/cm | None | N/A | Data not provided | Data not provided | Data not provided | Data not provided | Data not provided | Data not provided | Data not provided | Data not provided | The short time period of the study and cold weather/cold influent water appear to have had an overall negative effect on establishing robust microbial communities and sustaining sulfate reduction. | Data not provided | Fresh dairy cow manure should be used rather than horse manure - Dairy manure has been shown to contain higher numbers and diversity of SRB than horse or other manure types. Must have a consistent ethanol dose to the barrels. | Data not provided | Substrate: standard wood based substrate (wood chips and sawdust) | Data not provided | Multiple limits of detection over time of study. Value is the min effluent value not qualified as non-detect. Range of non-detect values is < 5 - < 10. | ND = non-detect (< 1)
Treatability Study Technical Memorandum, Blue Ledge Mine Superfund Site, Siskiyou County, California | BLUE LEDGE MINE | CAN000906063 | N/A | N/A | TSP01 | Post operations | BCR 1 | Passive | Biochemical reactor (BCR) | No pre-treatment | Discharge from reclaimed waste rock pile 1 (WRP1) area (adits, runoff, and groundwater seeps) | N | BCR without pre-treatment | Data not provided | Rogue River – Siskiyou National Forest in Northern California/no constraints noted | Pilot | September - December 2012 | Lead | Pb, dissolved | µg/L | N | N/A |  |  |  | 3.4 | ND | 85.2941 | [6 empty] | Data not provided | Data not provided | Data not provided | Data not provided | Data not provided | Data not provided | Data not provided | Data not provided |  | Influent | 3.15 | 9.09 | mg/L | 5.76 | °C | Data not provided | N/A | Data not provided | N/A | 260.6 | mV | 2255 | µS/cm | None | N/A | Data not provided | Data not provided | Data not provided | Data not provided | Data not provided | Data not provided | Data not provided | Data not provided | The short time period of the study and cold weather/cold influent water appear to have had an overall negative effect on establishing robust microbial communities and sustaining sulfate reduction. | Data not provided | Fresh dairy cow manure should be used rather than horse manure - Dairy manure has been shown to contain higher numbers and diversity of SRB than horse or other manure types. Must have a consistent ethanol dose to the barrels. | Data not provided | Substrate: standard wood based substrate (wood chips and sawdust) | Data not provided | Multiple limits of detection over time of study. Value is the min effluent value not qualified as non-detect. Range of non-detect values is < 5 - < 10. | ND = non-detect (< 1)
Treatability Study Technical Memorandum, Blue Ledge Mine Superfund Site, Siskiyou County, California | BLUE LEDGE MINE | CAN000906063 | N/A | N/A | TSP01 | Post operations | BCR 1 | Passive | Biochemical reactor (BCR) | No pre-treatment | Discharge from reclaimed waste rock pile 1 (WRP1) area (adits, runoff, and groundwater seeps) | N | BCR without pre-treatment | Data not provided | Rogue River – Siskiyou National Forest in Northern California/no constraints noted | Pilot | September - December 2012 | Lead | Pb, total | µg/L | N | N/A | [6 empty] | 10.3 | ND | Not Applicable |  |  |  | Data not provided | Data not provided | Data not provided | Data not provided | Data not provided | Data not provided | Data not provided | Data not provided |  | Effluent | 5.77 | 8.05 | mg/L | 14.73 | °C | Data not provided | N/A | Data not provided | N/A | 249.4 | mV | 2656 | µS/cm | None | N/A | Data not provided | Data not provided | Data not provided | Data not provided | Data not provided | Data not provided | Data not provided | Data not provided | The short time period of the study and cold weather/cold influent water appear to have had an overall negative effect on establishing robust microbial communities and sustaining sulfate reduction. | Data not provided | Fresh dairy cow manure should be used rather than horse manure - Dairy manure has been shown to contain higher numbers and diversity of SRB than horse or other manure types. Must have a consistent ethanol dose to the barrels. | Data not provided | Substrate: standard wood based substrate (wood chips and sawdust) | Data not provided | Multiple limits of detection over time of study. Value is the max effluent value not qualified as non-detect. Range of non-detect values is < 1 - < 10. | ND = non-detect (< 10)
Treatability Study Technical Memorandum, Blue Ledge Mine Superfund Site, Siskiyou County, California | BLUE LEDGE MINE | CAN000906063 | N/A | N/A | TSP01 | Post operations | BCR 1 | Passive | Biochemical reactor (BCR) | No pre-treatment | Discharge from reclaimed waste rock pile 1 (WRP1) area (adits, runoff, and groundwater seeps) | N | BCR without pre-treatment | Data not provided | Rogue River – Siskiyou National Forest in Northern California/no constraints noted | Pilot | September - December 2012 | Lead | Pb, dissolved | µg/L | N | N/A | [6 empty] | ND | ND | Not Applicable |  |  |  | Data not provided | Data not provided | Data not provided | Data not provided | Data not provided | Data not provided | Data not provided | Data not provided |  | Effluent (range for the period of record) | 5.71–6.75 | 1.03–8.05 | mg/L | 4.08–14.73 | °C | Data not provided | N/A | Data not provided | N/A | (-)78.3–249.4 | mV | 799–5,058 | µS/cm | None | N/A | Data not provided | Data not provided | Data not provided | Data not provided | Data not provided | Data not provided | Data not provided | Data not provided | The short time period of the study and cold weather/cold influent water appear to have had an overall negative effect on establishing robust microbial communities and sustaining sulfate reduction. | Data not provided | Fresh dairy cow manure should be used rather than horse manure - Dairy manure has been shown to contain higher numbers and diversity of SRB than horse or other manure types. Must have a consistent ethanol dose to the barrels. | Data not provided | Substrate: standard wood based substrate (wood chips and sawdust) | Data not provided | Data not provided | ND = non-detect (ranges from < 1 - < 10)
Treatability Study Technical Memorandum, Blue Ledge Mine Superfund Site, Siskiyou County, California | BLUE LEDGE MINE | CAN000906063 | N/A | N/A | TSP01 | Post operations | BCR 1 | Passive | Biochemical reactor (BCR) | No pre-treatment | Discharge from reclaimed waste rock pile 1 (WRP1) area (adits, runoff, and groundwater seeps) | N | BCR without pre-treatment | Data not provided | Rogue River – Siskiyou National Forest in Northern California/no constraints noted | Pilot | September - December 2012 | Lead | Pb, total | µg/L | N | N/A | [9 empty] | 10.3 | ND | Not Applicable | Data not provided | Data not provided | Data not provided | Data not provided | Data not provided | Data not provided | Data not provided | Data not provided |  | Effluent | 5.77 | 8.05 | mg/L | 14.73 | °C | Data not provided | N/A | Data not provided | N/A | 249.4 | mV | 2656 | µS/cm | None | N/A | Data not provided | Data not provided | Data not provided | Data not provided | Data not provided | Data not provided | Data not provided | Data not provided | The short time period of the study and cold weather/cold influent water appear to have had an overall negative effect on establishing robust microbial communities and sustaining sulfate reduction. | Data not provided | Fresh dairy cow manure should be used rather than horse manure - Dairy manure has been shown to contain higher numbers and diversity of SRB than horse or other manure types. Must have a consistent ethanol dose to the barrels. | Data not provided | Substrate: standard wood based substrate (wood chips and sawdust) | Data not provided | Multiple limits of detection over time of study. Value is the min effluent value not qualified as non-detect. Range of non-detect values is < 1 - < 10. | ND = non-detect (< 10)
Treatability Study Technical Memorandum, Blue Ledge Mine Superfund Site, Siskiyou County, California | BLUE LEDGE MINE | CAN000906063 | N/A | N/A | TSP01 | Post operations | BCR 1 | Passive | Biochemical reactor (BCR) | No pre-treatment | Discharge from reclaimed waste rock pile 1 (WRP1) area (adits, runoff, and groundwater seeps) | N | BCR without pre-treatment | Data not provided | Rogue River – Siskiyou National Forest in Northern California/no constraints noted | Pilot | September - December 2012 | Lead | Pb, dissolved | µg/L | N | N/A | [9 empty] | ND | ND | Not Applicable | Data not provided | Data not provided | Data not provided | Data not provided | Data not provided | Data not provided | Data not provided | Data not provided |  | Effluent (range for the period of record) | 5.71–6.75 | 1.03–8.05 | mg/L | 4.08–14.73 | °C | Data not provided | N/A | Data not provided | N/A | (-)78.3–249.4 | mV | 799–5,058 | µS/cm | None | N/A | Data not provided | Data not provided | Data not provided | Data not provided | Data not provided | Data not provided | Data not provided | Data not provided | The short time period of the study and cold weather/cold influent water appear to have had an overall negative effect on establishing robust microbial communities and sustaining sulfate reduction. | Data not provided | Fresh dairy cow manure should be used rather than horse manure - Dairy manure has been shown to contain higher numbers and diversity of SRB than horse or other manure types. Must have a consistent ethanol dose to the barrels. | Data not provided | Substrate: standard wood based substrate (wood chips and sawdust) | Data not provided | Data not provided | ND = non-detect (ranges from < 1 - < 10)
Treatability Study Technical Memorandum, Blue Ledge Mine Superfund Site, Siskiyou County, California | BLUE LEDGE MINE | CAN000906063 | N/A | N/A | TSP02 | Post operations | BCR 2 | Passive | Biochemical reactor (BCR) | No pre-treatment | Discharge from reclaimed waste rock pile 1 (WRP1) area (adits, runoff, and groundwater seeps) | N | BCR without pre-treatment | Data not provided | Rogue River – Siskiyou National Forest in Northern California/no constraints noted | Pilot | September - December 2012 | Lead | Pb, total | µg/L | N | N/A | 25.5 | ND | 98.0392 | [9 empty] | Data not provided | Data not provided | Data not provided | Data not provided | Data not provided | Data not provided | Data not provided | Data not provided |  | Influent | 3.24 | 9.96 | mg/L | 6.54 | °C | Data not provided | N/A | Data not provided | N/A | 309.7 | mV | 1811 | µS/cm | None | N/A | Data not provided | Data not provided | Data not provided | Data not provided | Data not provided | Data not provided | Data not provided | Data not provided | The short time period of the study and cold weather/cold influent water appear to have had an overall negative effect on establishing robust microbial communities and sustaining sulfate reduction. | Data not provided | Fresh dairy cow manure should be used rather than horse manure - Dairy manure has been shown to contain higher numbers and diversity of SRB than horse or other manure types. Must have a consistent ethanol dose to the barrels. | Data not provided | Substrate: standard wood based substrate (wood chips and sawdust) with compost (horse manure) | Data not provided | Data not provided | ND = non-detect (< 1)
Treatability Study Technical Memorandum, Blue Ledge Mine Superfund Site, Siskiyou County, California | BLUE LEDGE MINE | CAN000906063 | N/A | N/A | TSP02 | Post operations | BCR 2 | Passive | Biochemical reactor (BCR) | No pre-treatment | Discharge from reclaimed waste rock pile 1 (WRP1) area (adits, runoff, and groundwater seeps) | N | BCR without pre-treatment | Data not provided | Rogue River – Siskiyou National Forest in Northern California/no constraints noted | Pilot | September - December 2012 | Lead | Pb, dissolved | µg/L | N | N/A | 11.8 | ND | 78.8136 | [9 empty] | Data not provided | Data not provided | Data not provided | Data not provided | Data not provided | Data not provided | Data not provided | Data not provided |  | Influent | 3.07 | 8.64 | mg/L | 5.49 | °C | Data not provided | N/A | Data not provided | N/A | 515.3 | mV | 561 | µS/cm | None | N/A | Data not provided | Data not provided | Data not provided | Data not provided | Data not provided | Data not provided | Data not provided | Data not provided | The short time period of the study and cold weather/cold influent water appear to have had an overall negative effect on establishing robust microbial communities and sustaining sulfate reduction. | Data not provided | Fresh dairy cow manure should be used rather than horse manure - Dairy manure has been shown to contain higher numbers and diversity of SRB than horse or other manure types. Must have a consistent ethanol dose to the barrels. | Data not provided | Substrate: standard wood based substrate (wood chips and sawdust) with compost (horse manure) | Data not provided | Data not provided | ND = non-detect (< 5)
Treatability Study Technical Memorandum, Blue Ledge Mine Superfund Site, Siskiyou County, California | BLUE LEDGE MINE | CAN000906063 | N/A | N/A | TSP02 | Post operations | BCR 2 | Passive | Biochemical reactor (BCR) | No pre-treatment | Discharge from reclaimed waste rock pile 1 (WRP1) area (adits, runoff, and groundwater seeps) | N | BCR without pre-treatment | Data not provided | Rogue River – Siskiyou National Forest in Northern California/no constraints noted | Pilot | September - December 2012 | Lead | Pb, total | µg/L | N | N/A |  |  |  | 3.4 | ND | 85.2941 | [6 empty] | Data not provided | Data not provided | Data not provided | Data not provided | Data not provided | Data not provided | Data not provided | Data not provided |  | Influent | 3.15 | 9.09 | mg/L | 5.76 | °C | Data not provided | N/A | Data not provided | N/A | 260.6 | mV | 2255 | µS/cm | None | N/A | Data not provided | Data not provided | Data not provided | Data not provided | Data not provided | Data not provided | Data not provided | Data not provided | The short time period of the study and cold weather/cold influent water appear to have had an overall negative effect on establishing robust microbial communities and sustaining sulfate reduction. | Data not provided | Fresh dairy cow manure should be used rather than horse manure - Dairy manure has been shown to contain higher numbers and diversity of SRB than horse or other manure types. Must have a consistent ethanol dose to the barrels. | Data not provided | Substrate: standard wood based substrate (wood chips and sawdust) with compost (horse manure) | Data not provided | Data not provided | ND = non-detect (< 1)
Treatability Study Technical Memorandum, Blue Ledge Mine Superfund Site, Siskiyou County, California | BLUE LEDGE MINE | CAN000906063 | N/A | N/A | TSP02 | Post operations | BCR 2 | Passive | Biochemical reactor (BCR) | No pre-treatment | Discharge from reclaimed waste rock pile 1 (WRP1) area (adits, runoff, and groundwater seeps) | N | BCR without pre-treatment | Data not provided | Rogue River – Siskiyou National Forest in Northern California/no constraints noted | Pilot | September - December 2012 | Lead | Pb, dissolved | µg/L | N | N/A |  |  |  | 3.4 | ND | 85.2941 | [6 empty] | Data not provided | Data not provided | Data not provided | Data not provided | Data not provided | Data not provided | Data not provided | Data not provided |  | Influent | 3.15 | 9.09 | mg/L | 5.76 | °C | Data not provided | N/A | Data not provided | N/A | 260.6 | mV | 2255 | µS/cm | None | N/A | Data not provided | Data not provided | Data not provided | Data not provided | Data not provided | Data not provided | Data not provided | Data not provided | The short time period of the study and cold weather/cold influent water appear to have had an overall negative effect on establishing robust microbial communities and sustaining sulfate reduction. | Data not provided | Fresh dairy cow manure should be used rather than horse manure - Dairy manure has been shown to contain higher numbers and diversity of SRB than horse or other manure types. Must have a consistent ethanol dose to the barrels. | Data not provided | Substrate: standard wood based substrate (wood chips and sawdust) with compost (horse manure) | Data not provided | Data not provided | ND = non-detect (< 1)
Treatability Study Technical Memorandum, Blue Ledge Mine Superfund Site, Siskiyou County, California | BLUE LEDGE MINE | CAN000906063 | N/A | N/A | TSP02 | Post operations | BCR 2 | Passive | Biochemical reactor (BCR) | No pre-treatment | Discharge from reclaimed waste rock pile 1 (WRP1) area (adits, runoff, and groundwater seeps) | N | BCR without pre-treatment | Data not provided | Rogue River – Siskiyou National Forest in Northern California/no constraints noted | Pilot | September - December 2012 | Lead | Pb, total | µg/L | N | N/A | [6 empty] | 10.7 | ND | Not Applicable |  |  |  | Data not provided | Data not provided | Data not provided | Data not provided | Data not provided | Data not provided | Data not provided | Data not provided |  | Effluent | 5.83 | 2.51 | mg/L | 11.23 | °C | Data not provided | N/A | Data not provided | N/A | 60.3 | mV | 4597 | µS/cm | None | N/A | Data not provided | Data not provided | Data not provided | Data not provided | Data not provided | Data not provided | Data not provided | Data not provided | The short time period of the study and cold weather/cold influent water appear to have had an overall negative effect on establishing robust microbial communities and sustaining sulfate reduction. | Data not provided | Fresh dairy cow manure should be used rather than horse manure - Dairy manure has been shown to contain higher numbers and diversity of SRB than horse or other manure types. Must have a consistent ethanol dose to the barrels. | Data not provided | Substrate: standard wood based substrate (wood chips and sawdust) with compost (horse manure) | Data not provided | Multiple limits of detection over time of study. Value is the max effluent value not qualified as non-detect. Range of non-detect values is < 1 - < 10. | ND = non-detect (< 10)
Treatability Study Technical Memorandum, Blue Ledge Mine Superfund Site, Siskiyou County, California | BLUE LEDGE MINE | CAN000906063 | N/A | N/A | TSP02 | Post operations | BCR 2 | Passive | Biochemical reactor (BCR) | No pre-treatment | Discharge from reclaimed waste rock pile 1 (WRP1) area (adits, runoff, and groundwater seeps) | N | BCR without pre-treatment | Data not provided | Rogue River – Siskiyou National Forest in Northern California/no constraints noted | Pilot | September - December 2012 | Lead | Pb, dissolved | µg/L | N | N/A | [6 empty] | ND | ND | Not Applicable |  |  |  | Data not provided | Data not provided | Data not provided | Data not provided | Data not provided | Data not provided | Data not provided | Data not provided |  | Effluent (range for the period of record) | 5.55–5.83 | 1.89–5.45 | mg/L | 5.29–14.93 | °C | Data not provided | N/A | Data not provided | N/A | (-)163.7–79 | mV | 695–5,425 | µS/cm | None | N/A | Data not provided | Data not provided | Data not provided | Data not provided | Data not provided | Data not provided | Data not provided | Data not provided | The short time period of the study and cold weather/cold influent water appear to have had an overall negative effect on establishing robust microbial communities and sustaining sulfate reduction. | Data not provided | Fresh dairy cow manure should be used rather than horse manure - Dairy manure has been shown to contain higher numbers and diversity of SRB than horse or other manure types. Must have a consistent ethanol dose to the barrels. | Data not provided | Substrate: standard wood based substrate (wood chips and sawdust) with compost (horse manure) | Data not provided | Data not provided | ND = non-detect (ranges from < 1 - < 10)
Treatability Study Technical Memorandum, Blue Ledge Mine Superfund Site, Siskiyou County, California | BLUE LEDGE MINE | CAN000906063 | N/A | N/A | TSP02 | Post operations | BCR 2 | Passive | Biochemical reactor (BCR) | No pre-treatment | Discharge from reclaimed waste rock pile 1 (WRP1) area (adits, runoff, and groundwater seeps) | N | BCR without pre-treatment | Data not provided | Rogue River – Siskiyou National Forest in Northern California/no constraints noted | Pilot | September - December 2012 | Lead | Pb, total | µg/L | N | N/A | [9 empty] | 10.7 | ND | Not Applicable | Data not provided | Data not provided | Data not provided | Data not provided | Data not provided | Data not provided | Data not provided | Data not provided |  | Effluent | 5.83 | 2.51 | mg/L | 11.23 | °C | Data not provided | N/A | Data not provided | N/A | 60.3 | mV | 4597 | µS/cm | None | N/A | Data not provided | Data not provided | Data not provided | Data not provided | Data not provided | Data not provided | Data not provided | Data not provided | The short time period of the study and cold weather/cold influent water appear to have had an overall negative effect on establishing robust microbial communities and sustaining sulfate reduction. | Data not provided | Fresh dairy cow manure should be used rather than horse manure - Dairy manure has been shown to contain higher numbers and diversity of SRB than horse or other manure types. Must have a consistent ethanol dose to the barrels. | Data not provided | Substrate: standard wood based substrate (wood chips and sawdust) with compost (horse manure) | Data not provided | Multiple limits of detection over time of study. Value is the min effluent value not qualified as non-detect. Range of non-detect values is < 1 - < 10. | ND = non-detect (< 10)
Treatability Study Technical Memorandum, Blue Ledge Mine Superfund Site, Siskiyou County, California | BLUE LEDGE MINE | CAN000906063 | N/A | N/A | TSP02 | Post operations | BCR 2 | Passive | Biochemical reactor (BCR) | No pre-treatment | Discharge from reclaimed waste rock pile 1 (WRP1) area (adits, runoff, and groundwater seeps) | N | BCR without pre-treatment | Data not provided | Rogue River – Siskiyou National Forest in Northern California/no constraints noted | Pilot | September - December 2012 | Lead | Pb, dissolved | µg/L | N | N/A | [9 empty] | ND | ND | Not Applicable | Data not provided | Data not provided | Data not provided | Data not provided | Data not provided | Data not provided | Data not provided | Data not provided |  | Effluent (range for the period of record) | 5.55–5.83 | 1.89–5.45 | mg/L | 5.29–14.93 | °C | Data not provided | N/A | Data not provided | N/A | (-)163.7–79 | mV | 695–5,425 | µS/cm | None | N/A | Data not provided | Data not provided | Data not provided | Data not provided | Data not provided | Data not provided | Data not provided | Data not provided | The short time period of the study and cold weather/cold influent water appear to have had an overall negative effect on establishing robust microbial communities and sustaining sulfate reduction. | Data not provided | Fresh dairy cow manure should be used rather than horse manure - Dairy manure has been shown to contain higher numbers and diversity of SRB than horse or other manure types. Must have a consistent ethanol dose to the barrels. | Data not provided | Substrate: standard wood based substrate (wood chips and sawdust) with compost (horse manure) | Data not provided | Data not provided | ND = non-detect (ranges from < 1 - < 10)
Treatability Study Technical Memorandum, Blue Ledge Mine Superfund Site, Siskiyou County, California | BLUE LEDGE MINE | CAN000906063 | N/A | N/A | TSP03 | Post operations | BCR 3 | Passive | Biochemical reactor (BCR) | No pre-treatment | Discharge from reclaimed waste rock pile 1 (WRP1) area (adits, runoff, and groundwater seeps) | N | BCR without pre-treatment | Data not provided | Rogue River – Siskiyou National Forest in Northern California/no constraints noted | Pilot | September - December 2012 | Lead | Pb, total | µg/L | N | N/A | 25.5 | ND | 98.0392 | [9 empty] | Data not provided | Data not provided | Data not provided | Data not provided | Data not provided | Data not provided | Data not provided | Data not provided |  | Influent | 3.24 | 9.96 | mg/L | 6.54 | °C | Data not provided | N/A | Data not provided | N/A | 309.7 | mV | 1811 | µS/cm | None | N/A | Data not provided | Data not provided | Data not provided | Data not provided | Data not provided | Data not provided | Data not provided | Data not provided | The short time period of the study and cold weather/cold influent water appear to have had an overall negative effect on establishing robust microbial communities and sustaining sulfate reduction. | Data not provided | Fresh dairy cow manure should be used rather than horse manure - Dairy manure has been shown to contain higher numbers and diversity of SRB than horse or other manure types. Must have a consistent ethanol dose to the barrels. | Data not provided | Substrate: ChitoRem | Data not provided | Data not provided | ND = non-detect (< 1)
Treatability Study Technical Memorandum, Blue Ledge Mine Superfund Site, Siskiyou County, California | BLUE LEDGE MINE | CAN000906063 | N/A | N/A | TSP03 | Post operations | BCR 3 | Passive | Biochemical reactor (BCR) | No pre-treatment | Discharge from reclaimed waste rock pile 1 (WRP1) area (adits, runoff, and groundwater seeps) | N | BCR without pre-treatment | Data not provided | Rogue River – Siskiyou National Forest in Northern California/no constraints noted | Pilot | September - December 2012 | Lead | Pb, dissolved | µg/L | N | N/A | 11.8 | ND | 78.8136 | [9 empty] | Data not provided | Data not provided | Data not provided | Data not provided | Data not provided | Data not provided | Data not provided | Data not provided |  | Influent | 3.07 | 8.64 | mg/L | 5.49 | °C | Data not provided | N/A | Data not provided | N/A | 515.3 | mV | 561 | µS/cm | None | N/A | Data not provided | Data not provided | Data not provided | Data not provided | Data not provided | Data not provided | Data not provided | Data not provided | The short time period of the study and cold weather/cold influent water appear to have had an overall negative effect on establishing robust microbial communities and sustaining sulfate reduction. | Data not provided | Fresh dairy cow manure should be used rather than horse manure - Dairy manure has been shown to contain higher numbers and diversity of SRB than horse or other manure types. Must have a consistent ethanol dose to the barrels. | Data not provided | Substrate: ChitoRem | Data not provided | Data not provided | ND = non-detect (< 5)
Treatability Study Technical Memorandum, Blue Ledge Mine Superfund Site, Siskiyou County, California | BLUE LEDGE MINE | CAN000906063 | N/A | N/A | TSP03 | Post operations | BCR 3 | Passive | Biochemical reactor (BCR) | No pre-treatment | Discharge from reclaimed waste rock pile 1 (WRP1) area (adits, runoff, and groundwater seeps) | N | BCR without pre-treatment | Data not provided | Rogue River – Siskiyou National Forest in Northern California/no constraints noted | Pilot | September - December 2012 | Lead | Pb, total | µg/L | N | N/A |  |  |  | 3.4 | ND | 85.2941 | [6 empty] | Data not provided | Data not provided | Data not provided | Data not provided | Data not provided | Data not provided | Data not provided | Data not provided |  | Influent | 3.15 | 9.09 | mg/L | 5.76 | °C | Data not provided | N/A | Data not provided | N/A | 260.6 | mV | 2255 | µS/cm | None | N/A | Data not provided | Data not provided | Data not provided | Data not provided | Data not provided | Data not provided | Data not provided | Data not provided | The short time period of the study and cold weather/cold influent water appear to have had an overall negative effect on establishing robust microbial communities and sustaining sulfate reduction. | Data not provided | Fresh dairy cow manure should be used rather than horse manure - Dairy manure has been shown to contain higher numbers and diversity of SRB than horse or other manure types. Must have a consistent ethanol dose to the barrels. | Data not provided | Substrate: ChitoRem | Data not provided | Data not provided | ND = non-detect (< 1)